## 2
| PR-AUC | F1@FPR5% | Recall | Precision | F1_anom | Recall@100 | Precision@100 | Event Recall | Event Precision | F1 event | TTD mean | TTD median | Alerts per day | n true events | n pred events | threshold | train time sec | inference time sec | model params
AutoEncoder_Merlion_base_scaled | 61.81 | 62.62 | 86.84 | 56.17 | 68.22 | 21.71 | 66 | 100 | 75 | 85.71 | 13.33 | 8 | 0.95 | 3 | 4 | 0.95, +, 1 | 22.7 | 0.63 | {"num_epochs": 80, "lr": 0.001, "batch_size": 512, "sequence_len": 32, "layer_sizes": [25, 10, 5], "hidden_size": 5, "_transform": "Identity()", "normalize": "MeanVarNormalize(bias={'Температура контура 1 (TE_KK1)': 79.83958333333334, 'Температура контура 2 (TE_KK2)': 63.03125, 'Температура контура 3 (TE_KK3)': 46.22291666666667, 'Уличная 1 (TE_UL1)': -21.850833333333334, 'Уличная 2 (TE_UL2)': -8.404166666666667, 'Уличная 3 (TE_UL3)': 6.723333333333334, 'Температура отопления 1 (TE_OT1)': 76.47791666666667, 'Температура отопления 2 (TE_OT2)': 59.669583333333335, 'Температура отопления 3 (TE_OT3)': 37.81875, 'Уличная 1 (TE_U1)': -21.850833333333334, 'Уличная 2 (TE_U2)': -8.404166666666667, 'Уличная 3 (TE_U3)': 6.723333333333334, 'BB wordin (BB_Wordin)': 0.0, 'Котёл 2 wordout (Boiler2_WORDOUT)': 2.2525, 'Boiler 1 NSP (Boiler1_NSP)': 0.991875, 'Котёл 2 наработка, ч (Boiler2_NKSH)': 19.28375, 'Boiler 2 NSP (Boiler2_NSP)': 1.529375, 'Boiler Block Wordout (BB_WORDOUT)': 2.52125, 'Котёл 1 wordin (Boiler1_WORDIN)': 0.0, 'Котёл 1 wordout (Boiler1_WORDOUT)': 7.8875, 'Котёл 1 наработка, ч (Boiler1_NKSH)': 43.1318173815621, 'Котёл 1 наработка переключения, ч (Boiler1_NKSH_R)': 17.202564020486555, 'Котёл 2 wordin (Boiler2_WORDIN)': 0.0, 'Котёл 2 наработка переключения, ч (Boiler2_NKSH_R)': 8.37875, 'Котел 1 Авария (Boiler1_NAC)': 0.0, 'Котел 1 в работе (Boiler1_RUN)': 0.6889583333333333, 'Котел 1 горелка горит (Boiler1_NSR)': 0.45145833333333335, 'Котел 1 дист (Boiler1_DIST)': 0.8404166666666667, 'Котел 2 Авария (Boiler2_NAC)': 0.0, 'Котел 2 в работе (Boiler2_RUN)': 0.15145833333333333, 'Котел 2 горелка горит (Boiler2_NSR)': 0.086875, 'Котел 2 дист (Boiler2_DIST)': 0.8404166666666667, 'PMP_BLOCK_GVS_WORDIN (PMP_BLOCK_GVS_WORDIN)': 0.0, 'PMP_BLOCK_GVS_WORDOUT (PMP_BLOCK_GVS_WORDOU)': 2.52125, 'PMP_BLOCK_OT_WORDIN (PMP_BLOCK_OT_WORDIN)': 0.0, 'PMP_BLOCK_OT_WORDOUT (PMP_BLOCK_OT_WORDOUT)': 2.52125, 'Насос ГВС1 - Авария (PMP_GVS1_NAC)': 0.0010416666666666667, 'Насос ГВС1 - Авария останова (PMP_GVS1_NA_STOP)': 0.0, 'Насос ГВС1 - Авария перепада (PMP_GVS1_NA_dP)': 0.0, 'Насос ГВС1 - Авария старта (PMP_GVS1_NA_START)': 0.0010416666666666667, 'Насос ГВС1 - Наработка (PUMP_GVS1_NKSH)': 71.14998786278275, 'Насос ГВС1 - Наработка переключения (PUMP_GVS1_NKSH_R)': 25.421482741143834, 'Насос ГВС1 - Работа (PMP_GVS1_NSR)': 0.8391666666666666, 'Насос ГВС2 - Авария (PMP_GVS2_NAC)': 0.0010416666666666667, 'Насос ГВС2 - Авария останова (PMP_GVS2_NA_STOP)': 0.0, 'Насос ГВС2 - Авария перепада (PMP_GVS2_NA_dP)': 0.0, 'Насос ГВС2 - Авария старта (PMP_GVS2_NA_START)': 0.0010416666666666667, 'Насос ГВС2 - Наработка (PUMP_GVS2_NKSH)': 19.9925, 'Насос ГВС2 - Наработка переключения (PUMP_GVS2_NKSH_R)': 9.0875, 'Насос ГВС2 - Работа (PMP_GVS2_NSR)': 0.0, 'Насос котла 1 - Авария (PMP_K1_NAC)': 0.0, 'Насос котла 1 - Работа (PMP_K1_NSR)': 0.8404166666666667, 'Насос котла 2 - Авария (PMP_K2_NAC)': 0.0, 'Насос котла 2 - Работа (PMP_K2_NSR)': 0.8404166666666667, 'Насос отопления 1 - Авария (PMP_OT1_NAC)': 0.0, 'Насос отопления 1 - Авария останова (PMP_OT1_NA_STOP)': 0.0, 'Насос отопления 1 - Авария перепада (PMP_OT1_NA_dP)': 0.0, 'Насос отопления 1 - Авария старта (PMP_OT1_NA_START)': 0.0, 'Насос отопления 1 - Наработка (PUMP_OT1_NKSH)': 69.9088094857021, 'Насос отопления 1 - Наработка переключения (PUMP_OT1_NKSH_R)': 31.74592936406317, 'Насос отопления 1 - Работа (PMP_OT1_NSR)': 0.7785416666666667, 'Насос отопления 2 - Авария (PMP_OT2_NAC)': 0.0, 'Насос отопления 2 - Авария останова (PMP_OT2_NA_STOP)': 0.0, 'Насос отопления 2 - Авария перепада (PMP_OT2_NA_dP)': 0.0, 'Насос отопления 2 - Авария старта (PMP_OT2_NA_START)': 0.0, 'Насос отопления 2 - Наработка (PUMP_OT2_NKSH)': 22.173595817328213, 'Насос отопления 2 - Наработка переключения (PUMP_OT2_NKSH_R)': 0.12166666666666667, 'Насос отопления 2 - Работа (PMP_OT2_NSR)': 0.06166666666666667, 'Day t (Day_t)': 17.607291666666665, 'Hour t (Hour_t)': 13.081874466495945, 'MAIN_WORDIN (MAIN_WORDIN)': 0.0, 'Minute t (Minute_t)': 29.66367784357661, 'Month t (Month_t)': 0.8404166666666667, 'SendMSG (SendMSG)': 0.6889583333333333, 't_update (t_update)': 0.6889583333333333, 'WORDIN (update_on)': 0.0, 'Year t (Year_t)': 1702.6841666666667, 'CH (CH)': 0.0, 'СО1 (CO1)': 0.0, 'СО2 (CO2)': 0.0, 'Fire (Fire)': 0.0, 'Door (Door)': 0.0, 'Давление ГВС (PE_GVS)': 2.4037523874306443, 'Давление отопления (PE_OT)': 2.413915853072983, 'Давление котлового контура (PE_KK)': 2.4491875, 'Задание температуры ГВС (TE_GVS_out)': 49.545833333333334, 'Задание температуры котлового контура (TE_KK_OUT)': 71.75759212281264, 'Задание температуры отопления (TE_OT_out)': 66.76964019152796, 'Клапан ГВС закрыт (VLV_GVS_ZSC)': 0.7047916666666667, 'Клапан ГВС открыт (VLV_GVS_ZSO)': 0.0625, 'Клапан ОТ закрыт (VLV_OT_ZSC)': 0.0, 'Клапан ОТ открыт (VLV_OT_ZSO)': 0.0, 'Температура ГВС (TE_GVS)': 61.81041585307299, 'Температура отопления (TE_OT)': 66.95389415279556, 'Температура котлового контура (TE_KK)': 78.49954334720444, 'Уличная температура (UL_TE)': -7.0762900394793, 'miss_all': 0.19041666666666668, 'miss_Температура контура 1 (TE_KK1)': 0.18291666666666667, 'miss_Температура контура 2 (TE_KK2)': 0.18291666666666667, 'miss_Температура контура 3 (TE_KK3)': 0.18291666666666667, 'miss_Уличная 1 (TE_UL1)': 0.18291666666666667, 'miss_Уличная 2 (TE_UL2)': 0.18291666666666667, 'miss_Уличная 3 (TE_UL3)': 0.18291666666666667, 'miss_Температура отопления 1 (TE_OT1)': 0.18291666666666667, 'miss_Температура отопления 2 (TE_OT2)': 0.18291666666666667, 'miss_Температура отопления 3 (TE_OT3)': 0.18291666666666667, 'miss_Уличная 1 (TE_U1)': 0.18291666666666667, 'miss_Уличная 2 (TE_U2)': 0.18291666666666667, 'miss_Уличная 3 (TE_U3)': 0.18291666666666667, 'miss_BB wordin (BB_Wordin)': 0.18291666666666667, 'miss_Котёл 2 wordout (Boiler2_WORDOUT)': 0.19041666666666668, 'miss_Boiler 1 NSP (Boiler1_NSP)': 0.19041666666666668, 'miss_Котёл 2 наработка, ч (Boiler2_NKSH)': 0.19041666666666668, 'miss_Boiler 2 NSP (Boiler2_NSP)': 0.19041666666666668, 'miss_Boiler Block Wordout (BB_WORDOUT)': 0.19041666666666668, 'miss_Котёл 1 wordin (Boiler1_WORDIN)': 0.18291666666666667, 'miss_Котёл 1 wordout (Boiler1_WORDOUT)': 0.19041666666666668, 'miss_Котёл 1 наработка, ч (Boiler1_NKSH)': 0.19041666666666668, 'miss_Котёл 1 наработка переключения, ч (Boiler1_NKSH_R)': 0.19041666666666668, 'miss_Котёл 2 wordin (Boiler2_WORDIN)': 0.18291666666666667, 'miss_Котёл 2 наработка переключения, ч (Boiler2_NKSH_R)': 0.19041666666666668, 'miss_Котел 1 Авария (Boiler1_NAC)': 0.19041666666666668, 'miss_Котел 1 в работе (Boiler1_RUN)': 0.19041666666666668, 'miss_Котел 1 горелка горит (Boiler1_NSR)': 0.19041666666666668, 'miss_Котел 1 дист (Boiler1_DIST)': 0.19041666666666668, 'miss_Котел 2 Авария (Boiler2_NAC)': 0.19041666666666668, 'miss_Котел 2 в работе (Boiler2_RUN)': 0.19041666666666668, 'miss_Котел 2 горелка горит (Boiler2_NSR)': 0.19041666666666668, 'miss_Котел 2 дист (Boiler2_DIST)': 0.19041666666666668, 'miss_PMP_BLOCK_GVS_WORDIN (PMP_BLOCK_GVS_WORDIN)': 0.18291666666666667, 'miss_PMP_BLOCK_GVS_WORDOUT (PMP_BLOCK_GVS_WORDOU)': 0.19041666666666668, 'miss_PMP_BLOCK_OT_WORDIN (PMP_BLOCK_OT_WORDIN)': 0.18291666666666667, 'miss_PMP_BLOCK_OT_WORDOUT (PMP_BLOCK_OT_WORDOUT)': 0.19041666666666668, 'miss_Насос ГВС1 - Авария (PMP_GVS1_NAC)': 0.19041666666666668, 'miss_Насос ГВС1 - Авария останова (PMP_GVS1_NA_STOP)': 0.19041666666666668, 'miss_Насос ГВС1 - Авария перепада (PMP_GVS1_NA_dP)': 0.19041666666666668, 'miss_Насос ГВС1 - Авария старта (PMP_GVS1_NA_START)': 0.19041666666666668, 'miss_Насос ГВС1 - Наработка (PUMP_GVS1_NKSH)': 0.19041666666666668, 'miss_Насос ГВС1 - Наработка переключения (PUMP_GVS1_NKSH_R)': 0.19041666666666668, 'miss_Насос ГВС1 - Работа (PMP_GVS1_NSR)': 0.19041666666666668, 'miss_Насос ГВС2 - Авария (PMP_GVS2_NAC)': 0.19041666666666668, 'miss_Насос ГВС2 - Авария останова (PMP_GVS2_NA_STOP)': 0.19041666666666668, 'miss_Насос ГВС2 - Авария перепада (PMP_GVS2_NA_dP)': 0.19041666666666668, 'miss_Насос ГВС2 - Авария старта (PMP_GVS2_NA_START)': 0.19041666666666668, 'miss_Насос ГВС2 - Наработка (PUMP_GVS2_NKSH)': 0.19041666666666668, 'miss_Насос ГВС2 - Наработка переключения (PUMP_GVS2_NKSH_R)': 0.19041666666666668, 'miss_Насос ГВС2 - Работа (PMP_GVS2_NSR)': 0.19041666666666668, 'miss_Насос котла 1 - Авария (PMP_K1_NAC)': 0.19041666666666668, 'miss_Насос котла 1 - Работа (PMP_K1_NSR)': 0.19041666666666668, 'miss_Насос котла 2 - Авария (PMP_K2_NAC)': 0.19041666666666668, 'miss_Насос котла 2 - Работа (PMP_K2_NSR)': 0.19041666666666668, 'miss_Насос отопления 1 - Авария (PMP_OT1_NAC)': 0.19041666666666668, 'miss_Насос отопления 1 - Авария останова (PMP_OT1_NA_STOP)': 0.19041666666666668, 'miss_Насос отопления 1 - Авария перепада (PMP_OT1_NA_dP)': 0.19041666666666668, 'miss_Насос отопления 1 - Авария старта (PMP_OT1_NA_START)': 0.19041666666666668, 'miss_Насос отопления 1 - Наработка (PUMP_OT1_NKSH)': 0.19041666666666668, 'miss_Насос отопления 1 - Наработка переключения (PUMP_OT1_NKSH_R)': 0.19041666666666668, 'miss_Насос отопления 1 - Работа (PMP_OT1_NSR)': 0.19041666666666668, 'miss_Насос отопления 2 - Авария (PMP_OT2_NAC)': 0.19041666666666668, 'miss_Насос отопления 2 - Авария останова (PMP_OT2_NA_STOP)': 0.19041666666666668, 'miss_Насос отопления 2 - Авария перепада (PMP_OT2_NA_dP)': 0.19041666666666668, 'miss_Насос отопления 2 - Авария старта (PMP_OT2_NA_START)': 0.19041666666666668, 'miss_Насос отопления 2 - Наработка (PUMP_OT2_NKSH)': 0.19041666666666668, 'miss_Насос отопления 2 - Наработка переключения (PUMP_OT2_NKSH_R)': 0.19041666666666668, 'miss_Насос отопления 2 - Работа (PMP_OT2_NSR)': 0.19041666666666668, 'miss_Day t (Day_t)': 0.19041666666666668, 'miss_Hour t (Hour_t)': 0.19041666666666668, 'miss_MAIN_WORDIN (MAIN_WORDIN)': 0.18375, 'miss_Minute t (Minute_t)': 0.19041666666666668, 'miss_Month t (Month_t)': 0.19041666666666668, 'miss_SendMSG (SendMSG)': 0.19041666666666668, 'miss_t_update (t_update)': 0.19041666666666668, 'miss_WORDIN (update_on)': 0.18291666666666667, 'miss_Year t (Year_t)': 0.19041666666666668, 'miss_CH (CH)': 0.19041666666666668, 'miss_СО1 (CO1)': 0.19041666666666668, 'miss_СО2 (CO2)': 0.19041666666666668, 'miss_Fire (Fire)': 0.19041666666666668, 'miss_Door (Door)': 0.19041666666666668, 'miss_Давление ГВС (PE_GVS)': 0.19041666666666668, 'miss_Давление отопления (PE_OT)': 0.19041666666666668, 'miss_Давление котлового контура (PE_KK)': 0.19041666666666668, 'miss_Задание температуры ГВС (TE_GVS_out)': 0.19041666666666668, 'miss_Задание температуры котлового контура (TE_KK_OUT)': 0.19041666666666668, 'miss_Задание температуры отопления (TE_OT_out)': 0.19041666666666668, 'miss_Клапан ГВС закрыт (VLV_GVS_ZSC)': 0.19041666666666668, 'miss_Клапан ГВС открыт (VLV_GVS_ZSO)': 0.19041666666666668, 'miss_Клапан ОТ закрыт (VLV_OT_ZSC)': 0.19041666666666668, 'miss_Клапан ОТ открыт (VLV_OT_ZSO)': 0.19041666666666668, 'miss_Температура ГВС (TE_GVS)': 0.19041666666666668, 'miss_Температура отопления (TE_OT)': 0.19041666666666668, 'miss_Температура котлового контура (TE_KK)': 0.19041666666666668, 'miss_Уличная температура (UL_TE)': 0.19041666666666668}, normalize_bias=True, normalize_scale=True, scale={'Температура контура 1 (TE_KK1)': 34.79082278168179, 'Температура контура 2 (TE_KK2)': 27.46643903816984, 'Температура контура 3 (TE_KK3)': 20.14205529465788, 'Уличная 1 (TE_UL1)': 9.521698866565544, 'Уличная 2 (TE_UL2)': 3.662191871755978, 'Уличная 3 (TE_UL3)': 2.9297534974047825, 'Температура отопления 1 (TE_OT1)': 33.325946032979395, 'Температура отопления 2 (TE_OT2)': 26.001562289467444, 'Температура отопления 3 (TE_OT3)': 16.479863422901904, 'Уличная 1 (TE_U1)': 9.521698866565544, 'Уличная 2 (TE_U2)': 3.662191871755978, 'Уличная 3 (TE_U3)': 2.9297534974047825, 'BB wordin (BB_Wordin)': 1.0, 'Котёл 2 wordout (Boiler2_WORDOUT)': 4.082073870391536, 'Boiler 1 NSP (Boiler1_NSP)': 0.5576519084892176, 'Котёл 2 наработка, ч (Boiler2_NKSH)': 45.65226704050414, 'Boiler 2 NSP (Boiler2_NSP)': 0.7538592547960573, 'Boiler Block Wordout (BB_WORDOUT)': 1.0986575615267935, 'Котёл 1 wordin (Boiler1_WORDIN)': 1.0, 'Котёл 1 wordout (Boiler1_WORDOUT)': 6.72144035283113, 'Котёл 1 наработка, ч (Boiler1_NKSH)': 50.5820777482026, 'Котёл 1 наработка переключения, ч (Boiler1_NKSH_R)': 11.711716049117603, 'Котёл 2 wordin (Boiler2_WORDIN)': 1.0, 'Котёл 2 наработка переключения, ч (Boiler2_NKSH_R)': 19.851676212287465, 'Котел 1 Авария (Boiler1_NAC)': 1.0, 'Котел 1 в работе (Boiler1_RUN)': 0.46291980759510487, 'Котел 1 горелка горит (Boiler1_NSR)': 0.4976381281586272, 'Котел 1 дист (Boiler1_DIST)': 0.3662191871755978, 'Котел 2 Авария (Boiler2_NAC)': 1.0, 'Котел 2 в работе (Boiler2_RUN)': 0.3584950579815881, 'Котел 2 горелка горит (Boiler2_NSR)': 0.2816517963283742, 'Котел 2 дист (Boiler2_DIST)': 0.3662191871755978, 'PMP_BLOCK_GVS_WORDIN (PMP_BLOCK_GVS_WORDIN)': 1.0, 'PMP_BLOCK_GVS_WORDOUT (PMP_BLOCK_GVS_WORDOU)': 1.0986575615267935, 'PMP_BLOCK_OT_WORDIN (PMP_BLOCK_OT_WORDIN)': 1.0, 'PMP_BLOCK_OT_WORDOUT (PMP_BLOCK_OT_WORDOUT)': 1.0986575615267935, 'Насос ГВС1 - Авария (PMP_GVS1_NAC)': 0.032258047015004204, 'Насос ГВС1 - Авария останова (PMP_GVS1_NA_STOP)': 1.0, 'Насос ГВС1 - Авария перепада (PMP_GVS1_NA_dP)': 1.0, 'Насос ГВС1 - Авария старта (PMP_GVS1_NA_START)': 0.032258047015004204, 'Насос ГВС1 - Наработка (PUMP_GVS1_NKSH)': 92.66452639421422, 'Насос ГВС1 - Наработка переключения (PUMP_GVS1_NKSH_R)': 15.824457992339482, 'Насос ГВС1 - Работа (PMP_GVS1_NSR)': 0.36737715255881415, 'Насос ГВС2 - Авария (PMP_GVS2_NAC)': 0.032258047015004204, 'Насос ГВС2 - Авария останова (PMP_GVS2_NA_STOP)': 1.0, 'Насос ГВС2 - Авария перепада (PMP_GVS2_NA_dP)': 1.0, 'Насос ГВС2 - Авария старта (PMP_GVS2_NA_START)': 0.032258047015004204, 'Насос ГВС2 - Наработка (PUMP_GVS2_NKSH)': 47.32134765356963, 'Насос ГВС2 - Наработка переключения (PUMP_GVS2_NKSH_R)': 21.509703478895286, 'Насос ГВС2 - Работа (PMP_GVS2_NSR)': 1.0, 'Насос котла 1 - Авария (PMP_K1_NAC)': 1.0, 'Насос котла 1 - Работа (PMP_K1_NSR)': 0.3662191871755978, 'Насос котла 2 - Авария (PMP_K2_NAC)': 1.0, 'Насос котла 2 - Работа (PMP_K2_NSR)': 0.3662191871755978, 'Насос отопления 1 - Авария (PMP_OT1_NAC)': 1.0, 'Насос отопления 1 - Авария останова (PMP_OT1_NA_STOP)': 1.0, 'Насос отопления 1 - Авария перепада (PMP_OT1_NA_dP)': 1.0, 'Насос отопления 1 - Авария старта (PMP_OT1_NA_START)': 1.0, 'Насос отопления 1 - Наработка (PUMP_OT1_NKSH)': 89.77506635890191, 'Насос отопления 1 - Наработка переключения (PUMP_OT1_NKSH_R)': 18.883635820209456, 'Насос отопления 1 - Работа (PMP_OT1_NSR)': 0.4152282985666506, 'Насос отопления 2 - Авария (PMP_OT2_NAC)': 1.0, 'Насос отопления 2 - Авария останова (PMP_OT2_NA_STOP)': 1.0, 'Насос отопления 2 - Авария перепада (PMP_OT2_NA_dP)': 1.0, 'Насос отопления 2 - Авария старта (PMP_OT2_NA_START)': 1.0, 'Насос отопления 2 - Наработка (PUMP_OT2_NKSH)': 52.14870040569416, 'Насос отопления 2 - Наработка переключения (PUMP_OT2_NKSH_R)': 0.5889515165859486, 'Насос отопления 2 - Работа (PMP_OT2_NSR)': 0.24054914027883967, 'Day t (Day_t)': 7.727072871723843, 'Hour t (Hour_t)': 6.856485954974665, 'MAIN_WORDIN (MAIN_WORDIN)': 1.0, 'Minute t (Minute_t)': 15.915716214916626, 'Month t (Month_t)': 0.3662191871755978, 'SendMSG (SendMSG)': 0.46291980759510487, 't_update (t_update)': 0.46291980759510487, 'WORDIN (update_on)': 1.0, 'Year t (Year_t)': 741.9600732177612, 'CH (CH)': 1.0, 'СО1 (CO1)': 1.0, 'СО2 (CO2)': 1.0, 'Fire (Fire)': 1.0, 'Door (Door)': 1.0, 'Давление ГВС (PE_GVS)': 0.23125921033839222, 'Давление отопления (PE_OT)': 0.1856747276107303, 'Давление котлового контура (PE_KK)': 1.0701359757107582, 'Задание температуры ГВС (TE_GVS_out)': 21.67039991875759, 'Задание температуры котлового контура (TE_KK_OUT)': 1.3578798643258954, 'Задание температуры отопления (TE_OT_out)': 1.7639079017990134, 'Клапан ГВС закрыт (VLV_GVS_ZSC)': 0.4561363538065004, 'Клапан ГВС открыт (VLV_GVS_ZSO)': 0.24206145913796356, 'Клапан ОТ закрыт (VLV_OT_ZSC)': 1.0, 'Клапан ОТ открыт (VLV_OT_ZSO)': 1.0, 'Температура ГВС (TE_GVS)': 1.7274658965631806, 'Температура отопления (TE_OT)': 2.132950333897671, 'Температура котлового контура (TE_KK)': 2.687197115900499, 'Уличная температура (UL_TE)': 1.2220793871047868, 'miss_all': 0.3926297998397756, 'miss_Температура контура 1 (TE_KK1)': 0.386598188979491, 'miss_Температура контура 2 (TE_KK2)': 0.386598188979491, 'miss_Температура контура 3 (TE_KK3)': 0.386598188979491, 'miss_Уличная 1 (TE_UL1)': 0.386598188979491, 'miss_Уличная 2 (TE_UL2)': 0.386598188979491, 'miss_Уличная 3 (TE_UL3)': 0.386598188979491, 'miss_Температура отопления 1 (TE_OT1)': 0.386598188979491, 'miss_Температура отопления 2 (TE_OT2)': 0.386598188979491, 'miss_Температура отопления 3 (TE_OT3)': 0.386598188979491, 'miss_Уличная 1 (TE_U1)': 0.386598188979491, 'miss_Уличная 2 (TE_U2)': 0.386598188979491, 'miss_Уличная 3 (TE_U3)': 0.386598188979491, 'miss_BB wordin (BB_Wordin)': 0.386598188979491, 'miss_Котёл 2 wordout (Boiler2_WORDOUT)': 0.3926297998397756, 'miss_Boiler 1 NSP (Boiler1_NSP)': 0.3926297998397756, 'miss_Котёл 2 наработка, ч (Boiler2_NKSH)': 0.3926297998397756, 'miss_Boiler 2 NSP (Boiler2_NSP)': 0.3926297998397756, 'miss_Boiler Block Wordout (BB_WORDOUT)': 0.3926297998397756, 'miss_Котёл 1 wordin (Boiler1_WORDIN)': 0.386598188979491, 'miss_Котёл 1 wordout (Boiler1_WORDOUT)': 0.3926297998397756, 'miss_Котёл 1 наработка, ч (Boiler1_NKSH)': 0.3926297998397756, 'miss_Котёл 1 наработка переключения, ч (Boiler1_NKSH_R)': 0.3926297998397756, 'miss_Котёл 2 wordin (Boiler2_WORDIN)': 0.386598188979491, 'miss_Котёл 2 наработка переключения, ч (Boiler2_NKSH_R)': 0.3926297998397756, 'miss_Котел 1 Авария (Boiler1_NAC)': 0.3926297998397756, 'miss_Котел 1 в работе (Boiler1_RUN)': 0.3926297998397756, 'miss_Котел 1 горелка горит (Boiler1_NSR)': 0.3926297998397756, 'miss_Котел 1 дист (Boiler1_DIST)': 0.3926297998397756, 'miss_Котел 2 Авария (Boiler2_NAC)': 0.3926297998397756, 'miss_Котел 2 в работе (Boiler2_RUN)': 0.3926297998397756, 'miss_Котел 2 горелка горит (Boiler2_NSR)': 0.3926297998397756, 'miss_Котел 2 дист (Boiler2_DIST)': 0.3926297998397756, 'miss_PMP_BLOCK_GVS_WORDIN (PMP_BLOCK_GVS_WORDIN)': 0.386598188979491, 'miss_PMP_BLOCK_GVS_WORDOUT (PMP_BLOCK_GVS_WORDOU)': 0.3926297998397756, 'miss_PMP_BLOCK_OT_WORDIN (PMP_BLOCK_OT_WORDIN)': 0.386598188979491, 'miss_PMP_BLOCK_OT_WORDOUT (PMP_BLOCK_OT_WORDOUT)': 0.3926297998397756, 'miss_Насос ГВС1 - Авария (PMP_GVS1_NAC)': 0.3926297998397756, 'miss_Насос ГВС1 - Авария останова (PMP_GVS1_NA_STOP)': 0.3926297998397756, 'miss_Насос ГВС1 - Авария перепада (PMP_GVS1_NA_dP)': 0.3926297998397756, 'miss_Насос ГВС1 - Авария старта (PMP_GVS1_NA_START)': 0.3926297998397756, 'miss_Насос ГВС1 - Наработка (PUMP_GVS1_NKSH)': 0.3926297998397756, 'miss_Насос ГВС1 - Наработка переключения (PUMP_GVS1_NKSH_R)': 0.3926297998397756, 'miss_Насос ГВС1 - Работа (PMP_GVS1_NSR)': 0.3926297998397756, 'miss_Насос ГВС2 - Авария (PMP_GVS2_NAC)': 0.3926297998397756, 'miss_Насос ГВС2 - Авария останова (PMP_GVS2_NA_STOP)': 0.3926297998397756, 'miss_Насос ГВС2 - Авария перепада (PMP_GVS2_NA_dP)': 0.3926297998397756, 'miss_Насос ГВС2 - Авария старта (PMP_GVS2_NA_START)': 0.3926297998397756, 'miss_Насос ГВС2 - Наработка (PUMP_GVS2_NKSH)': 0.3926297998397756, 'miss_Насос ГВС2 - Наработка переключения (PUMP_GVS2_NKSH_R)': 0.3926297998397756, 'miss_Насос ГВС2 - Работа (PMP_GVS2_NSR)': 0.3926297998397756, 'miss_Насос котла 1 - Авария (PMP_K1_NAC)': 0.3926297998397756, 'miss_Насос котла 1 - Работа (PMP_K1_NSR)': 0.3926297998397756, 'miss_Насос котла 2 - Авария (PMP_K2_NAC)': 0.3926297998397756, 'miss_Насос котла 2 - Работа (PMP_K2_NSR)': 0.3926297998397756, 'miss_Насос отопления 1 - Авария (PMP_OT1_NAC)': 0.3926297998397756, 'miss_Насос отопления 1 - Авария останова (PMP_OT1_NA_STOP)': 0.3926297998397756, 'miss_Насос отопления 1 - Авария перепада (PMP_OT1_NA_dP)': 0.3926297998397756, 'miss_Насос отопления 1 - Авария старта (PMP_OT1_NA_START)': 0.3926297998397756, 'miss_Насос отопления 1 - Наработка (PUMP_OT1_NKSH)': 0.3926297998397756, 'miss_Насос отопления 1 - Наработка переключения (PUMP_OT1_NKSH_R)': 0.3926297998397756, 'miss_Насос отопления 1 - Работа (PMP_OT1_NSR)': 0.3926297998397756, 'miss_Насос отопления 2 - Авария (PMP_OT2_NAC)': 0.3926297998397756, 'miss_Насос отопления 2 - Авария останова (PMP_OT2_NA_STOP)': 0.3926297998397756, 'miss_Насос отопления 2 - Авария перепада (PMP_OT2_NA_dP)': 0.3926297998397756, 'miss_Насос отопления 2 - Авария старта (PMP_OT2_NA_START)': 0.3926297998397756, 'miss_Насос отопления 2 - Наработка (PUMP_OT2_NKSH)': 0.3926297998397756, 'miss_Насос отопления 2 - Наработка переключения (PUMP_OT2_NKSH_R)': 0.3926297998397756, 'miss_Насос отопления 2 - Работа (PMP_OT2_NSR)': 0.3926297998397756, 'miss_Day t (Day_t)': 0.3926297998397756, 'miss_Hour t (Hour_t)': 0.3926297998397756, 'miss_MAIN_WORDIN (MAIN_WORDIN)': 0.3872801795857877, 'miss_Minute t (Minute_t)': 0.3926297998397756, 'miss_Month t (Month_t)': 0.3926297998397756, 'miss_SendMSG (SendMSG)': 0.3926297998397756, 'miss_t_update (t_update)': 0.3926297998397756, 'miss_WORDIN (update_on)': 0.386598188979491, 'miss_Year t (Year_t)': 0.3926297998397756, 'miss_CH (CH)': 0.3926297998397756, 'miss_СО1 (CO1)': 0.3926297998397756, 'miss_СО2 (CO2)': 0.3926297998397756, 'miss_Fire (Fire)': 0.3926297998397756, 'miss_Door (Door)': 0.3926297998397756, 'miss_Давление ГВС (PE_GVS)': 0.3926297998397756, 'miss_Давление отопления (PE_OT)': 0.3926297998397756, 'miss_Давление котлового контура (PE_KK)': 0.3926297998397756, 'miss_Задание температуры ГВС (TE_GVS_out)': 0.3926297998397756, 'miss_Задание температуры котлового контура (TE_KK_OUT)': 0.3926297998397756, 'miss_Задание температуры отопления (TE_OT_out)': 0.3926297998397756, 'miss_Клапан ГВС закрыт (VLV_GVS_ZSC)': 0.3926297998397756, 'miss_Клапан ГВС открыт (VLV_GVS_ZSO)': 0.3926297998397756, 'miss_Клапан ОТ закрыт (VLV_OT_ZSC)': 0.3926297998397756, 'miss_Клапан ОТ открыт (VLV_OT_ZSO)': 0.3926297998397756, 'miss_Температура ГВС (TE_GVS)': 0.3926297998397756, 'miss_Температура отопления (TE_OT)': 0.3926297998397756, 'miss_Температура котлового контура (TE_KK)': 0.3926297998397756, 'miss_Уличная температура (UL_TE)': 0.3926297998397756})", "enable_threshold": true, "enable_calibrator": true, "threshold": "AggregateAlarms(abs_score=True, alm_suppress_minutes=120, alm_threshold=2.5, alm_window_minutes=60, min_alm_in_window=2)", "dim": 193, "calibrator": "AnomScoreCalibrator(abs_score=True, anchors=[(1.2997334003448486, 0.0), (29.215386174801363, 0.5), (31.34426327091122, 1.0), (34.55415284781208, 1.5), (39.306668649929364, 2.0), (144.0951385498047, 4.11737081081993), (288.1902770996094, 5.11737081081993)], max_score=1000)"}
AutoEncoder_Merlion_miss | 3.08 | 0 | 0 | 0 | 0 | 0 | 0 | 0 | 0 | 0 |  |  | 0.48 | 3 | 2 | 0.95, +, 1 | 30.11 | 0.71 | {"hidden_size": 16, "layer_sizes": [64, 32, 16], "num_epochs": 80, "batch_size": 128, "learning_rate": 0.001, "_transform": "Identity()", "normalize": "Identity()", "enable_calibrator": false, "enable_threshold": false, "lr": 0.001, "sequence_len": 32, "threshold": "AggregateAlarms(abs_score=True, alm_suppress_minutes=120, alm_threshold=2.5, alm_window_minutes=60, min_alm_in_window=2)", "dim": 193, "calibrator": "AnomScoreCalibrator(abs_score=True, anchors=None, max_score=1000)"}
AutoEncoder_Merlion_scaled | 63.4 | 69.53 | 87.83 | 50.86 | 64.41 | 21.38 | 65 | 100 | 100 | 100 | 12.33 | 7 | 0.71 | 3 | 3 | 0.95, +, 1 | 29.83 | 0.82 | {"hidden_size": 16, "layer_sizes": [64, 32, 16], "num_epochs": 80, "batch_size": 128, "lr": 0.001, "sequence_len": 32, "_transform": "Identity()", "normalize": "MeanVarNormalize(bias={'Температура контура 1 (TE_KK1)': 79.83958333333334, 'Температура контура 2 (TE_KK2)': 63.03125, 'Температура контура 3 (TE_KK3)': 46.22291666666667, 'Уличная 1 (TE_UL1)': -21.850833333333334, 'Уличная 2 (TE_UL2)': -8.404166666666667, 'Уличная 3 (TE_UL3)': 6.723333333333334, 'Температура отопления 1 (TE_OT1)': 76.47791666666667, 'Температура отопления 2 (TE_OT2)': 59.669583333333335, 'Температура отопления 3 (TE_OT3)': 37.81875, 'Уличная 1 (TE_U1)': -21.850833333333334, 'Уличная 2 (TE_U2)': -8.404166666666667, 'Уличная 3 (TE_U3)': 6.723333333333334, 'BB wordin (BB_Wordin)': 0.0, 'Котёл 2 wordout (Boiler2_WORDOUT)': 2.2525, 'Boiler 1 NSP (Boiler1_NSP)': 0.991875, 'Котёл 2 наработка, ч (Boiler2_NKSH)': 19.28375, 'Boiler 2 NSP (Boiler2_NSP)': 1.529375, 'Boiler Block Wordout (BB_WORDOUT)': 2.52125, 'Котёл 1 wordin (Boiler1_WORDIN)': 0.0, 'Котёл 1 wordout (Boiler1_WORDOUT)': 7.8875, 'Котёл 1 наработка, ч (Boiler1_NKSH)': 43.1318173815621, 'Котёл 1 наработка переключения, ч (Boiler1_NKSH_R)': 17.202564020486555, 'Котёл 2 wordin (Boiler2_WORDIN)': 0.0, 'Котёл 2 наработка переключения, ч (Boiler2_NKSH_R)': 8.37875, 'Котел 1 Авария (Boiler1_NAC)': 0.0, 'Котел 1 в работе (Boiler1_RUN)': 0.6889583333333333, 'Котел 1 горелка горит (Boiler1_NSR)': 0.45145833333333335, 'Котел 1 дист (Boiler1_DIST)': 0.8404166666666667, 'Котел 2 Авария (Boiler2_NAC)': 0.0, 'Котел 2 в работе (Boiler2_RUN)': 0.15145833333333333, 'Котел 2 горелка горит (Boiler2_NSR)': 0.086875, 'Котел 2 дист (Boiler2_DIST)': 0.8404166666666667, 'PMP_BLOCK_GVS_WORDIN (PMP_BLOCK_GVS_WORDIN)': 0.0, 'PMP_BLOCK_GVS_WORDOUT (PMP_BLOCK_GVS_WORDOU)': 2.52125, 'PMP_BLOCK_OT_WORDIN (PMP_BLOCK_OT_WORDIN)': 0.0, 'PMP_BLOCK_OT_WORDOUT (PMP_BLOCK_OT_WORDOUT)': 2.52125, 'Насос ГВС1 - Авария (PMP_GVS1_NAC)': 0.0010416666666666667, 'Насос ГВС1 - Авария останова (PMP_GVS1_NA_STOP)': 0.0, 'Насос ГВС1 - Авария перепада (PMP_GVS1_NA_dP)': 0.0, 'Насос ГВС1 - Авария старта (PMP_GVS1_NA_START)': 0.0010416666666666667, 'Насос ГВС1 - Наработка (PUMP_GVS1_NKSH)': 71.14998786278275, 'Насос ГВС1 - Наработка переключения (PUMP_GVS1_NKSH_R)': 25.421482741143834, 'Насос ГВС1 - Работа (PMP_GVS1_NSR)': 0.8391666666666666, 'Насос ГВС2 - Авария (PMP_GVS2_NAC)': 0.0010416666666666667, 'Насос ГВС2 - Авария останова (PMP_GVS2_NA_STOP)': 0.0, 'Насос ГВС2 - Авария перепада (PMP_GVS2_NA_dP)': 0.0, 'Насос ГВС2 - Авария старта (PMP_GVS2_NA_START)': 0.0010416666666666667, 'Насос ГВС2 - Наработка (PUMP_GVS2_NKSH)': 19.9925, 'Насос ГВС2 - Наработка переключения (PUMP_GVS2_NKSH_R)': 9.0875, 'Насос ГВС2 - Работа (PMP_GVS2_NSR)': 0.0, 'Насос котла 1 - Авария (PMP_K1_NAC)': 0.0, 'Насос котла 1 - Работа (PMP_K1_NSR)': 0.8404166666666667, 'Насос котла 2 - Авария (PMP_K2_NAC)': 0.0, 'Насос котла 2 - Работа (PMP_K2_NSR)': 0.8404166666666667, 'Насос отопления 1 - Авария (PMP_OT1_NAC)': 0.0, 'Насос отопления 1 - Авария останова (PMP_OT1_NA_STOP)': 0.0, 'Насос отопления 1 - Авария перепада (PMP_OT1_NA_dP)': 0.0, 'Насос отопления 1 - Авария старта (PMP_OT1_NA_START)': 0.0, 'Насос отопления 1 - Наработка (PUMP_OT1_NKSH)': 69.9088094857021, 'Насос отопления 1 - Наработка переключения (PUMP_OT1_NKSH_R)': 31.74592936406317, 'Насос отопления 1 - Работа (PMP_OT1_NSR)': 0.7785416666666667, 'Насос отопления 2 - Авария (PMP_OT2_NAC)': 0.0, 'Насос отопления 2 - Авария останова (PMP_OT2_NA_STOP)': 0.0, 'Насос отопления 2 - Авария перепада (PMP_OT2_NA_dP)': 0.0, 'Насос отопления 2 - Авария старта (PMP_OT2_NA_START)': 0.0, 'Насос отопления 2 - Наработка (PUMP_OT2_NKSH)': 22.173595817328213, 'Насос отопления 2 - Наработка переключения (PUMP_OT2_NKSH_R)': 0.12166666666666667, 'Насос отопления 2 - Работа (PMP_OT2_NSR)': 0.06166666666666667, 'Day t (Day_t)': 17.607291666666665, 'Hour t (Hour_t)': 13.081874466495945, 'MAIN_WORDIN (MAIN_WORDIN)': 0.0, 'Minute t (Minute_t)': 29.66367784357661, 'Month t (Month_t)': 0.8404166666666667, 'SendMSG (SendMSG)': 0.6889583333333333, 't_update (t_update)': 0.6889583333333333, 'WORDIN (update_on)': 0.0, 'Year t (Year_t)': 1702.6841666666667, 'CH (CH)': 0.0, 'СО1 (CO1)': 0.0, 'СО2 (CO2)': 0.0, 'Fire (Fire)': 0.0, 'Door (Door)': 0.0, 'Давление ГВС (PE_GVS)': 2.4037523874306443, 'Давление отопления (PE_OT)': 2.413915853072983, 'Давление котлового контура (PE_KK)': 2.4491875, 'Задание температуры ГВС (TE_GVS_out)': 49.545833333333334, 'Задание температуры котлового контура (TE_KK_OUT)': 71.75759212281264, 'Задание температуры отопления (TE_OT_out)': 66.76964019152796, 'Клапан ГВС закрыт (VLV_GVS_ZSC)': 0.7047916666666667, 'Клапан ГВС открыт (VLV_GVS_ZSO)': 0.0625, 'Клапан ОТ закрыт (VLV_OT_ZSC)': 0.0, 'Клапан ОТ открыт (VLV_OT_ZSO)': 0.0, 'Температура ГВС (TE_GVS)': 61.81041585307299, 'Температура отопления (TE_OT)': 66.95389415279556, 'Температура котлового контура (TE_KK)': 78.49954334720444, 'Уличная температура (UL_TE)': -7.0762900394793, 'miss_all': 0.19041666666666668, 'miss_Температура контура 1 (TE_KK1)': 0.18291666666666667, 'miss_Температура контура 2 (TE_KK2)': 0.18291666666666667, 'miss_Температура контура 3 (TE_KK3)': 0.18291666666666667, 'miss_Уличная 1 (TE_UL1)': 0.18291666666666667, 'miss_Уличная 2 (TE_UL2)': 0.18291666666666667, 'miss_Уличная 3 (TE_UL3)': 0.18291666666666667, 'miss_Температура отопления 1 (TE_OT1)': 0.18291666666666667, 'miss_Температура отопления 2 (TE_OT2)': 0.18291666666666667, 'miss_Температура отопления 3 (TE_OT3)': 0.18291666666666667, 'miss_Уличная 1 (TE_U1)': 0.18291666666666667, 'miss_Уличная 2 (TE_U2)': 0.18291666666666667, 'miss_Уличная 3 (TE_U3)': 0.18291666666666667, 'miss_BB wordin (BB_Wordin)': 0.18291666666666667, 'miss_Котёл 2 wordout (Boiler2_WORDOUT)': 0.19041666666666668, 'miss_Boiler 1 NSP (Boiler1_NSP)': 0.19041666666666668, 'miss_Котёл 2 наработка, ч (Boiler2_NKSH)': 0.19041666666666668, 'miss_Boiler 2 NSP (Boiler2_NSP)': 0.19041666666666668, 'miss_Boiler Block Wordout (BB_WORDOUT)': 0.19041666666666668, 'miss_Котёл 1 wordin (Boiler1_WORDIN)': 0.18291666666666667, 'miss_Котёл 1 wordout (Boiler1_WORDOUT)': 0.19041666666666668, 'miss_Котёл 1 наработка, ч (Boiler1_NKSH)': 0.19041666666666668, 'miss_Котёл 1 наработка переключения, ч (Boiler1_NKSH_R)': 0.19041666666666668, 'miss_Котёл 2 wordin (Boiler2_WORDIN)': 0.18291666666666667, 'miss_Котёл 2 наработка переключения, ч (Boiler2_NKSH_R)': 0.19041666666666668, 'miss_Котел 1 Авария (Boiler1_NAC)': 0.19041666666666668, 'miss_Котел 1 в работе (Boiler1_RUN)': 0.19041666666666668, 'miss_Котел 1 горелка горит (Boiler1_NSR)': 0.19041666666666668, 'miss_Котел 1 дист (Boiler1_DIST)': 0.19041666666666668, 'miss_Котел 2 Авария (Boiler2_NAC)': 0.19041666666666668, 'miss_Котел 2 в работе (Boiler2_RUN)': 0.19041666666666668, 'miss_Котел 2 горелка горит (Boiler2_NSR)': 0.19041666666666668, 'miss_Котел 2 дист (Boiler2_DIST)': 0.19041666666666668, 'miss_PMP_BLOCK_GVS_WORDIN (PMP_BLOCK_GVS_WORDIN)': 0.18291666666666667, 'miss_PMP_BLOCK_GVS_WORDOUT (PMP_BLOCK_GVS_WORDOU)': 0.19041666666666668, 'miss_PMP_BLOCK_OT_WORDIN (PMP_BLOCK_OT_WORDIN)': 0.18291666666666667, 'miss_PMP_BLOCK_OT_WORDOUT (PMP_BLOCK_OT_WORDOUT)': 0.19041666666666668, 'miss_Насос ГВС1 - Авария (PMP_GVS1_NAC)': 0.19041666666666668, 'miss_Насос ГВС1 - Авария останова (PMP_GVS1_NA_STOP)': 0.19041666666666668, 'miss_Насос ГВС1 - Авария перепада (PMP_GVS1_NA_dP)': 0.19041666666666668, 'miss_Насос ГВС1 - Авария старта (PMP_GVS1_NA_START)': 0.19041666666666668, 'miss_Насос ГВС1 - Наработка (PUMP_GVS1_NKSH)': 0.19041666666666668, 'miss_Насос ГВС1 - Наработка переключения (PUMP_GVS1_NKSH_R)': 0.19041666666666668, 'miss_Насос ГВС1 - Работа (PMP_GVS1_NSR)': 0.19041666666666668, 'miss_Насос ГВС2 - Авария (PMP_GVS2_NAC)': 0.19041666666666668, 'miss_Насос ГВС2 - Авария останова (PMP_GVS2_NA_STOP)': 0.19041666666666668, 'miss_Насос ГВС2 - Авария перепада (PMP_GVS2_NA_dP)': 0.19041666666666668, 'miss_Насос ГВС2 - Авария старта (PMP_GVS2_NA_START)': 0.19041666666666668, 'miss_Насос ГВС2 - Наработка (PUMP_GVS2_NKSH)': 0.19041666666666668, 'miss_Насос ГВС2 - Наработка переключения (PUMP_GVS2_NKSH_R)': 0.19041666666666668, 'miss_Насос ГВС2 - Работа (PMP_GVS2_NSR)': 0.19041666666666668, 'miss_Насос котла 1 - Авария (PMP_K1_NAC)': 0.19041666666666668, 'miss_Насос котла 1 - Работа (PMP_K1_NSR)': 0.19041666666666668, 'miss_Насос котла 2 - Авария (PMP_K2_NAC)': 0.19041666666666668, 'miss_Насос котла 2 - Работа (PMP_K2_NSR)': 0.19041666666666668, 'miss_Насос отопления 1 - Авария (PMP_OT1_NAC)': 0.19041666666666668, 'miss_Насос отопления 1 - Авария останова (PMP_OT1_NA_STOP)': 0.19041666666666668, 'miss_Насос отопления 1 - Авария перепада (PMP_OT1_NA_dP)': 0.19041666666666668, 'miss_Насос отопления 1 - Авария старта (PMP_OT1_NA_START)': 0.19041666666666668, 'miss_Насос отопления 1 - Наработка (PUMP_OT1_NKSH)': 0.19041666666666668, 'miss_Насос отопления 1 - Наработка переключения (PUMP_OT1_NKSH_R)': 0.19041666666666668, 'miss_Насос отопления 1 - Работа (PMP_OT1_NSR)': 0.19041666666666668, 'miss_Насос отопления 2 - Авария (PMP_OT2_NAC)': 0.19041666666666668, 'miss_Насос отопления 2 - Авария останова (PMP_OT2_NA_STOP)': 0.19041666666666668, 'miss_Насос отопления 2 - Авария перепада (PMP_OT2_NA_dP)': 0.19041666666666668, 'miss_Насос отопления 2 - Авария старта (PMP_OT2_NA_START)': 0.19041666666666668, 'miss_Насос отопления 2 - Наработка (PUMP_OT2_NKSH)': 0.19041666666666668, 'miss_Насос отопления 2 - Наработка переключения (PUMP_OT2_NKSH_R)': 0.19041666666666668, 'miss_Насос отопления 2 - Работа (PMP_OT2_NSR)': 0.19041666666666668, 'miss_Day t (Day_t)': 0.19041666666666668, 'miss_Hour t (Hour_t)': 0.19041666666666668, 'miss_MAIN_WORDIN (MAIN_WORDIN)': 0.18375, 'miss_Minute t (Minute_t)': 0.19041666666666668, 'miss_Month t (Month_t)': 0.19041666666666668, 'miss_SendMSG (SendMSG)': 0.19041666666666668, 'miss_t_update (t_update)': 0.19041666666666668, 'miss_WORDIN (update_on)': 0.18291666666666667, 'miss_Year t (Year_t)': 0.19041666666666668, 'miss_CH (CH)': 0.19041666666666668, 'miss_СО1 (CO1)': 0.19041666666666668, 'miss_СО2 (CO2)': 0.19041666666666668, 'miss_Fire (Fire)': 0.19041666666666668, 'miss_Door (Door)': 0.19041666666666668, 'miss_Давление ГВС (PE_GVS)': 0.19041666666666668, 'miss_Давление отопления (PE_OT)': 0.19041666666666668, 'miss_Давление котлового контура (PE_KK)': 0.19041666666666668, 'miss_Задание температуры ГВС (TE_GVS_out)': 0.19041666666666668, 'miss_Задание температуры котлового контура (TE_KK_OUT)': 0.19041666666666668, 'miss_Задание температуры отопления (TE_OT_out)': 0.19041666666666668, 'miss_Клапан ГВС закрыт (VLV_GVS_ZSC)': 0.19041666666666668, 'miss_Клапан ГВС открыт (VLV_GVS_ZSO)': 0.19041666666666668, 'miss_Клапан ОТ закрыт (VLV_OT_ZSC)': 0.19041666666666668, 'miss_Клапан ОТ открыт (VLV_OT_ZSO)': 0.19041666666666668, 'miss_Температура ГВС (TE_GVS)': 0.19041666666666668, 'miss_Температура отопления (TE_OT)': 0.19041666666666668, 'miss_Температура котлового контура (TE_KK)': 0.19041666666666668, 'miss_Уличная температура (UL_TE)': 0.19041666666666668}, normalize_bias=True, normalize_scale=True, scale={'Температура контура 1 (TE_KK1)': 34.79082278168179, 'Температура контура 2 (TE_KK2)': 27.46643903816984, 'Температура контура 3 (TE_KK3)': 20.14205529465788, 'Уличная 1 (TE_UL1)': 9.521698866565544, 'Уличная 2 (TE_UL2)': 3.662191871755978, 'Уличная 3 (TE_UL3)': 2.9297534974047825, 'Температура отопления 1 (TE_OT1)': 33.325946032979395, 'Температура отопления 2 (TE_OT2)': 26.001562289467444, 'Температура отопления 3 (TE_OT3)': 16.479863422901904, 'Уличная 1 (TE_U1)': 9.521698866565544, 'Уличная 2 (TE_U2)': 3.662191871755978, 'Уличная 3 (TE_U3)': 2.9297534974047825, 'BB wordin (BB_Wordin)': 1.0, 'Котёл 2 wordout (Boiler2_WORDOUT)': 4.082073870391536, 'Boiler 1 NSP (Boiler1_NSP)': 0.5576519084892176, 'Котёл 2 наработка, ч (Boiler2_NKSH)': 45.65226704050414, 'Boiler 2 NSP (Boiler2_NSP)': 0.7538592547960573, 'Boiler Block Wordout (BB_WORDOUT)': 1.0986575615267935, 'Котёл 1 wordin (Boiler1_WORDIN)': 1.0, 'Котёл 1 wordout (Boiler1_WORDOUT)': 6.72144035283113, 'Котёл 1 наработка, ч (Boiler1_NKSH)': 50.5820777482026, 'Котёл 1 наработка переключения, ч (Boiler1_NKSH_R)': 11.711716049117603, 'Котёл 2 wordin (Boiler2_WORDIN)': 1.0, 'Котёл 2 наработка переключения, ч (Boiler2_NKSH_R)': 19.851676212287465, 'Котел 1 Авария (Boiler1_NAC)': 1.0, 'Котел 1 в работе (Boiler1_RUN)': 0.46291980759510487, 'Котел 1 горелка горит (Boiler1_NSR)': 0.4976381281586272, 'Котел 1 дист (Boiler1_DIST)': 0.3662191871755978, 'Котел 2 Авария (Boiler2_NAC)': 1.0, 'Котел 2 в работе (Boiler2_RUN)': 0.3584950579815881, 'Котел 2 горелка горит (Boiler2_NSR)': 0.2816517963283742, 'Котел 2 дист (Boiler2_DIST)': 0.3662191871755978, 'PMP_BLOCK_GVS_WORDIN (PMP_BLOCK_GVS_WORDIN)': 1.0, 'PMP_BLOCK_GVS_WORDOUT (PMP_BLOCK_GVS_WORDOU)': 1.0986575615267935, 'PMP_BLOCK_OT_WORDIN (PMP_BLOCK_OT_WORDIN)': 1.0, 'PMP_BLOCK_OT_WORDOUT (PMP_BLOCK_OT_WORDOUT)': 1.0986575615267935, 'Насос ГВС1 - Авария (PMP_GVS1_NAC)': 0.032258047015004204, 'Насос ГВС1 - Авария останова (PMP_GVS1_NA_STOP)': 1.0, 'Насос ГВС1 - Авария перепада (PMP_GVS1_NA_dP)': 1.0, 'Насос ГВС1 - Авария старта (PMP_GVS1_NA_START)': 0.032258047015004204, 'Насос ГВС1 - Наработка (PUMP_GVS1_NKSH)': 92.66452639421422, 'Насос ГВС1 - Наработка переключения (PUMP_GVS1_NKSH_R)': 15.824457992339482, 'Насос ГВС1 - Работа (PMP_GVS1_NSR)': 0.36737715255881415, 'Насос ГВС2 - Авария (PMP_GVS2_NAC)': 0.032258047015004204, 'Насос ГВС2 - Авария останова (PMP_GVS2_NA_STOP)': 1.0, 'Насос ГВС2 - Авария перепада (PMP_GVS2_NA_dP)': 1.0, 'Насос ГВС2 - Авария старта (PMP_GVS2_NA_START)': 0.032258047015004204, 'Насос ГВС2 - Наработка (PUMP_GVS2_NKSH)': 47.32134765356963, 'Насос ГВС2 - Наработка переключения (PUMP_GVS2_NKSH_R)': 21.509703478895286, 'Насос ГВС2 - Работа (PMP_GVS2_NSR)': 1.0, 'Насос котла 1 - Авария (PMP_K1_NAC)': 1.0, 'Насос котла 1 - Работа (PMP_K1_NSR)': 0.3662191871755978, 'Насос котла 2 - Авария (PMP_K2_NAC)': 1.0, 'Насос котла 2 - Работа (PMP_K2_NSR)': 0.3662191871755978, 'Насос отопления 1 - Авария (PMP_OT1_NAC)': 1.0, 'Насос отопления 1 - Авария останова (PMP_OT1_NA_STOP)': 1.0, 'Насос отопления 1 - Авария перепада (PMP_OT1_NA_dP)': 1.0, 'Насос отопления 1 - Авария старта (PMP_OT1_NA_START)': 1.0, 'Насос отопления 1 - Наработка (PUMP_OT1_NKSH)': 89.77506635890191, 'Насос отопления 1 - Наработка переключения (PUMP_OT1_NKSH_R)': 18.883635820209456, 'Насос отопления 1 - Работа (PMP_OT1_NSR)': 0.4152282985666506, 'Насос отопления 2 - Авария (PMP_OT2_NAC)': 1.0, 'Насос отопления 2 - Авария останова (PMP_OT2_NA_STOP)': 1.0, 'Насос отопления 2 - Авария перепада (PMP_OT2_NA_dP)': 1.0, 'Насос отопления 2 - Авария старта (PMP_OT2_NA_START)': 1.0, 'Насос отопления 2 - Наработка (PUMP_OT2_NKSH)': 52.14870040569416, 'Насос отопления 2 - Наработка переключения (PUMP_OT2_NKSH_R)': 0.5889515165859486, 'Насос отопления 2 - Работа (PMP_OT2_NSR)': 0.24054914027883967, 'Day t (Day_t)': 7.727072871723843, 'Hour t (Hour_t)': 6.856485954974665, 'MAIN_WORDIN (MAIN_WORDIN)': 1.0, 'Minute t (Minute_t)': 15.915716214916626, 'Month t (Month_t)': 0.3662191871755978, 'SendMSG (SendMSG)': 0.46291980759510487, 't_update (t_update)': 0.46291980759510487, 'WORDIN (update_on)': 1.0, 'Year t (Year_t)': 741.9600732177612, 'CH (CH)': 1.0, 'СО1 (CO1)': 1.0, 'СО2 (CO2)': 1.0, 'Fire (Fire)': 1.0, 'Door (Door)': 1.0, 'Давление ГВС (PE_GVS)': 0.23125921033839222, 'Давление отопления (PE_OT)': 0.1856747276107303, 'Давление котлового контура (PE_KK)': 1.0701359757107582, 'Задание температуры ГВС (TE_GVS_out)': 21.67039991875759, 'Задание температуры котлового контура (TE_KK_OUT)': 1.3578798643258954, 'Задание температуры отопления (TE_OT_out)': 1.7639079017990134, 'Клапан ГВС закрыт (VLV_GVS_ZSC)': 0.4561363538065004, 'Клапан ГВС открыт (VLV_GVS_ZSO)': 0.24206145913796356, 'Клапан ОТ закрыт (VLV_OT_ZSC)': 1.0, 'Клапан ОТ открыт (VLV_OT_ZSO)': 1.0, 'Температура ГВС (TE_GVS)': 1.7274658965631806, 'Температура отопления (TE_OT)': 2.132950333897671, 'Температура котлового контура (TE_KK)': 2.687197115900499, 'Уличная температура (UL_TE)': 1.2220793871047868, 'miss_all': 0.3926297998397756, 'miss_Температура контура 1 (TE_KK1)': 0.386598188979491, 'miss_Температура контура 2 (TE_KK2)': 0.386598188979491, 'miss_Температура контура 3 (TE_KK3)': 0.386598188979491, 'miss_Уличная 1 (TE_UL1)': 0.386598188979491, 'miss_Уличная 2 (TE_UL2)': 0.386598188979491, 'miss_Уличная 3 (TE_UL3)': 0.386598188979491, 'miss_Температура отопления 1 (TE_OT1)': 0.386598188979491, 'miss_Температура отопления 2 (TE_OT2)': 0.386598188979491, 'miss_Температура отопления 3 (TE_OT3)': 0.386598188979491, 'miss_Уличная 1 (TE_U1)': 0.386598188979491, 'miss_Уличная 2 (TE_U2)': 0.386598188979491, 'miss_Уличная 3 (TE_U3)': 0.386598188979491, 'miss_BB wordin (BB_Wordin)': 0.386598188979491, 'miss_Котёл 2 wordout (Boiler2_WORDOUT)': 0.3926297998397756, 'miss_Boiler 1 NSP (Boiler1_NSP)': 0.3926297998397756, 'miss_Котёл 2 наработка, ч (Boiler2_NKSH)': 0.3926297998397756, 'miss_Boiler 2 NSP (Boiler2_NSP)': 0.3926297998397756, 'miss_Boiler Block Wordout (BB_WORDOUT)': 0.3926297998397756, 'miss_Котёл 1 wordin (Boiler1_WORDIN)': 0.386598188979491, 'miss_Котёл 1 wordout (Boiler1_WORDOUT)': 0.3926297998397756, 'miss_Котёл 1 наработка, ч (Boiler1_NKSH)': 0.3926297998397756, 'miss_Котёл 1 наработка переключения, ч (Boiler1_NKSH_R)': 0.3926297998397756, 'miss_Котёл 2 wordin (Boiler2_WORDIN)': 0.386598188979491, 'miss_Котёл 2 наработка переключения, ч (Boiler2_NKSH_R)': 0.3926297998397756, 'miss_Котел 1 Авария (Boiler1_NAC)': 0.3926297998397756, 'miss_Котел 1 в работе (Boiler1_RUN)': 0.3926297998397756, 'miss_Котел 1 горелка горит (Boiler1_NSR)': 0.3926297998397756, 'miss_Котел 1 дист (Boiler1_DIST)': 0.3926297998397756, 'miss_Котел 2 Авария (Boiler2_NAC)': 0.3926297998397756, 'miss_Котел 2 в работе (Boiler2_RUN)': 0.3926297998397756, 'miss_Котел 2 горелка горит (Boiler2_NSR)': 0.3926297998397756, 'miss_Котел 2 дист (Boiler2_DIST)': 0.3926297998397756, 'miss_PMP_BLOCK_GVS_WORDIN (PMP_BLOCK_GVS_WORDIN)': 0.386598188979491, 'miss_PMP_BLOCK_GVS_WORDOUT (PMP_BLOCK_GVS_WORDOU)': 0.3926297998397756, 'miss_PMP_BLOCK_OT_WORDIN (PMP_BLOCK_OT_WORDIN)': 0.386598188979491, 'miss_PMP_BLOCK_OT_WORDOUT (PMP_BLOCK_OT_WORDOUT)': 0.3926297998397756, 'miss_Насос ГВС1 - Авария (PMP_GVS1_NAC)': 0.3926297998397756, 'miss_Насос ГВС1 - Авария останова (PMP_GVS1_NA_STOP)': 0.3926297998397756, 'miss_Насос ГВС1 - Авария перепада (PMP_GVS1_NA_dP)': 0.3926297998397756, 'miss_Насос ГВС1 - Авария старта (PMP_GVS1_NA_START)': 0.3926297998397756, 'miss_Насос ГВС1 - Наработка (PUMP_GVS1_NKSH)': 0.3926297998397756, 'miss_Насос ГВС1 - Наработка переключения (PUMP_GVS1_NKSH_R)': 0.3926297998397756, 'miss_Насос ГВС1 - Работа (PMP_GVS1_NSR)': 0.3926297998397756, 'miss_Насос ГВС2 - Авария (PMP_GVS2_NAC)': 0.3926297998397756, 'miss_Насос ГВС2 - Авария останова (PMP_GVS2_NA_STOP)': 0.3926297998397756, 'miss_Насос ГВС2 - Авария перепада (PMP_GVS2_NA_dP)': 0.3926297998397756, 'miss_Насос ГВС2 - Авария старта (PMP_GVS2_NA_START)': 0.3926297998397756, 'miss_Насос ГВС2 - Наработка (PUMP_GVS2_NKSH)': 0.3926297998397756, 'miss_Насос ГВС2 - Наработка переключения (PUMP_GVS2_NKSH_R)': 0.3926297998397756, 'miss_Насос ГВС2 - Работа (PMP_GVS2_NSR)': 0.3926297998397756, 'miss_Насос котла 1 - Авария (PMP_K1_NAC)': 0.3926297998397756, 'miss_Насос котла 1 - Работа (PMP_K1_NSR)': 0.3926297998397756, 'miss_Насос котла 2 - Авария (PMP_K2_NAC)': 0.3926297998397756, 'miss_Насос котла 2 - Работа (PMP_K2_NSR)': 0.3926297998397756, 'miss_Насос отопления 1 - Авария (PMP_OT1_NAC)': 0.3926297998397756, 'miss_Насос отопления 1 - Авария останова (PMP_OT1_NA_STOP)': 0.3926297998397756, 'miss_Насос отопления 1 - Авария перепада (PMP_OT1_NA_dP)': 0.3926297998397756, 'miss_Насос отопления 1 - Авария старта (PMP_OT1_NA_START)': 0.3926297998397756, 'miss_Насос отопления 1 - Наработка (PUMP_OT1_NKSH)': 0.3926297998397756, 'miss_Насос отопления 1 - Наработка переключения (PUMP_OT1_NKSH_R)': 0.3926297998397756, 'miss_Насос отопления 1 - Работа (PMP_OT1_NSR)': 0.3926297998397756, 'miss_Насос отопления 2 - Авария (PMP_OT2_NAC)': 0.3926297998397756, 'miss_Насос отопления 2 - Авария останова (PMP_OT2_NA_STOP)': 0.3926297998397756, 'miss_Насос отопления 2 - Авария перепада (PMP_OT2_NA_dP)': 0.3926297998397756, 'miss_Насос отопления 2 - Авария старта (PMP_OT2_NA_START)': 0.3926297998397756, 'miss_Насос отопления 2 - Наработка (PUMP_OT2_NKSH)': 0.3926297998397756, 'miss_Насос отопления 2 - Наработка переключения (PUMP_OT2_NKSH_R)': 0.3926297998397756, 'miss_Насос отопления 2 - Работа (PMP_OT2_NSR)': 0.3926297998397756, 'miss_Day t (Day_t)': 0.3926297998397756, 'miss_Hour t (Hour_t)': 0.3926297998397756, 'miss_MAIN_WORDIN (MAIN_WORDIN)': 0.3872801795857877, 'miss_Minute t (Minute_t)': 0.3926297998397756, 'miss_Month t (Month_t)': 0.3926297998397756, 'miss_SendMSG (SendMSG)': 0.3926297998397756, 'miss_t_update (t_update)': 0.3926297998397756, 'miss_WORDIN (update_on)': 0.386598188979491, 'miss_Year t (Year_t)': 0.3926297998397756, 'miss_CH (CH)': 0.3926297998397756, 'miss_СО1 (CO1)': 0.3926297998397756, 'miss_СО2 (CO2)': 0.3926297998397756, 'miss_Fire (Fire)': 0.3926297998397756, 'miss_Door (Door)': 0.3926297998397756, 'miss_Давление ГВС (PE_GVS)': 0.3926297998397756, 'miss_Давление отопления (PE_OT)': 0.3926297998397756, 'miss_Давление котлового контура (PE_KK)': 0.3926297998397756, 'miss_Задание температуры ГВС (TE_GVS_out)': 0.3926297998397756, 'miss_Задание температуры котлового контура (TE_KK_OUT)': 0.3926297998397756, 'miss_Задание температуры отопления (TE_OT_out)': 0.3926297998397756, 'miss_Клапан ГВС закрыт (VLV_GVS_ZSC)': 0.3926297998397756, 'miss_Клапан ГВС открыт (VLV_GVS_ZSO)': 0.3926297998397756, 'miss_Клапан ОТ закрыт (VLV_OT_ZSC)': 0.3926297998397756, 'miss_Клапан ОТ открыт (VLV_OT_ZSO)': 0.3926297998397756, 'miss_Температура ГВС (TE_GVS)': 0.3926297998397756, 'miss_Температура отопления (TE_OT)': 0.3926297998397756, 'miss_Температура котлового контура (TE_KK)': 0.3926297998397756, 'miss_Уличная температура (UL_TE)': 0.3926297998397756})", "enable_threshold": true, "enable_calibrator": true, "threshold": "AggregateAlarms(abs_score=True, alm_suppress_minutes=120, alm_threshold=2.5, alm_window_minutes=60, min_alm_in_window=2)", "dim": 193, "calibrator": "AnomScoreCalibrator(abs_score=True, anchors=[(2.9969539642333984, 0.0), (26.152731949537944, 0.5), (27.702810552370565, 1.0), (29.75129973985462, 1.5), (32.644993075081615, 2.0), (66.42003631591797, 4.11737081081993), (132.84007263183594, 5.11737081081993)], max_score=1000)"}
VAE_Merlion | 20.24 | 40.49 | 73.03 | 4.23 | 7.99 | 0 | 0 | 0 | 0 | 0 |  |  | 0.48 | 3 | 2 | 0.95, +, 1 | 20.95 | 2.63 | {"batch_size": 1024, "decoder_hidden_sizes": [5, 10, 25], "dropout_rate": 0.0, "enable_calibrator": false, "enable_threshold": false, "encoder_hidden_sizes": [25, 10, 5], "kld_weight": 1.0, "latent_size": 5, "lr": 0.001, "normalize": "Identity()", "num_epochs": 80, "num_eval_samples": 10, "sequence_len": 32, "threshold": "AggregateAlarms(abs_score=True, alm_suppress_minutes=120, alm_threshold=2.5, alm_window_minutes=60, min_alm_in_window=2)", "_transform": "Identity()", "dim": 193, "calibrator": "AnomScoreCalibrator(abs_score=True, anchors=None, max_score=1000)"}
VAE_Merlion_scaled | 3.26 | 0 | 0 | 0 | 0 | 0 | 0 | 0 | 0 | 0 |  |  | 0.48 | 3 | 2 | 0.95, +, 1 | 22.41 | 2.51 | {"num_epochs": 80, "lr": 0.001, "batch_size": 1024, "num_eval_samples": 10, "dropout_rate": 0.0, "kld_weight": 1.0, "sequence_len": 32, "latent_size": 5, "decoder_hidden_sizes": [5, 10, 25], "encoder_hidden_sizes": [25, 10, 5], "_transform": "Identity()", "normalize": "MeanVarNormalize(bias={'Температура контура 1 (TE_KK1)': 79.83958333333334, 'Температура контура 2 (TE_KK2)': 63.03125, 'Температура контура 3 (TE_KK3)': 46.22291666666667, 'Уличная 1 (TE_UL1)': -21.850833333333334, 'Уличная 2 (TE_UL2)': -8.404166666666667, 'Уличная 3 (TE_UL3)': 6.723333333333334, 'Температура отопления 1 (TE_OT1)': 76.47791666666667, 'Температура отопления 2 (TE_OT2)': 59.669583333333335, 'Температура отопления 3 (TE_OT3)': 37.81875, 'Уличная 1 (TE_U1)': -21.850833333333334, 'Уличная 2 (TE_U2)': -8.404166666666667, 'Уличная 3 (TE_U3)': 6.723333333333334, 'BB wordin (BB_Wordin)': 0.0, 'Котёл 2 wordout (Boiler2_WORDOUT)': 2.2525, 'Boiler 1 NSP (Boiler1_NSP)': 0.991875, 'Котёл 2 наработка, ч (Boiler2_NKSH)': 19.28375, 'Boiler 2 NSP (Boiler2_NSP)': 1.529375, 'Boiler Block Wordout (BB_WORDOUT)': 2.52125, 'Котёл 1 wordin (Boiler1_WORDIN)': 0.0, 'Котёл 1 wordout (Boiler1_WORDOUT)': 7.8875, 'Котёл 1 наработка, ч (Boiler1_NKSH)': 43.1318173815621, 'Котёл 1 наработка переключения, ч (Boiler1_NKSH_R)': 17.202564020486555, 'Котёл 2 wordin (Boiler2_WORDIN)': 0.0, 'Котёл 2 наработка переключения, ч (Boiler2_NKSH_R)': 8.37875, 'Котел 1 Авария (Boiler1_NAC)': 0.0, 'Котел 1 в работе (Boiler1_RUN)': 0.6889583333333333, 'Котел 1 горелка горит (Boiler1_NSR)': 0.45145833333333335, 'Котел 1 дист (Boiler1_DIST)': 0.8404166666666667, 'Котел 2 Авария (Boiler2_NAC)': 0.0, 'Котел 2 в работе (Boiler2_RUN)': 0.15145833333333333, 'Котел 2 горелка горит (Boiler2_NSR)': 0.086875, 'Котел 2 дист (Boiler2_DIST)': 0.8404166666666667, 'PMP_BLOCK_GVS_WORDIN (PMP_BLOCK_GVS_WORDIN)': 0.0, 'PMP_BLOCK_GVS_WORDOUT (PMP_BLOCK_GVS_WORDOU)': 2.52125, 'PMP_BLOCK_OT_WORDIN (PMP_BLOCK_OT_WORDIN)': 0.0, 'PMP_BLOCK_OT_WORDOUT (PMP_BLOCK_OT_WORDOUT)': 2.52125, 'Насос ГВС1 - Авария (PMP_GVS1_NAC)': 0.0010416666666666667, 'Насос ГВС1 - Авария останова (PMP_GVS1_NA_STOP)': 0.0, 'Насос ГВС1 - Авария перепада (PMP_GVS1_NA_dP)': 0.0, 'Насос ГВС1 - Авария старта (PMP_GVS1_NA_START)': 0.0010416666666666667, 'Насос ГВС1 - Наработка (PUMP_GVS1_NKSH)': 71.14998786278275, 'Насос ГВС1 - Наработка переключения (PUMP_GVS1_NKSH_R)': 25.421482741143834, 'Насос ГВС1 - Работа (PMP_GVS1_NSR)': 0.8391666666666666, 'Насос ГВС2 - Авария (PMP_GVS2_NAC)': 0.0010416666666666667, 'Насос ГВС2 - Авария останова (PMP_GVS2_NA_STOP)': 0.0, 'Насос ГВС2 - Авария перепада (PMP_GVS2_NA_dP)': 0.0, 'Насос ГВС2 - Авария старта (PMP_GVS2_NA_START)': 0.0010416666666666667, 'Насос ГВС2 - Наработка (PUMP_GVS2_NKSH)': 19.9925, 'Насос ГВС2 - Наработка переключения (PUMP_GVS2_NKSH_R)': 9.0875, 'Насос ГВС2 - Работа (PMP_GVS2_NSR)': 0.0, 'Насос котла 1 - Авария (PMP_K1_NAC)': 0.0, 'Насос котла 1 - Работа (PMP_K1_NSR)': 0.8404166666666667, 'Насос котла 2 - Авария (PMP_K2_NAC)': 0.0, 'Насос котла 2 - Работа (PMP_K2_NSR)': 0.8404166666666667, 'Насос отопления 1 - Авария (PMP_OT1_NAC)': 0.0, 'Насос отопления 1 - Авария останова (PMP_OT1_NA_STOP)': 0.0, 'Насос отопления 1 - Авария перепада (PMP_OT1_NA_dP)': 0.0, 'Насос отопления 1 - Авария старта (PMP_OT1_NA_START)': 0.0, 'Насос отопления 1 - Наработка (PUMP_OT1_NKSH)': 69.9088094857021, 'Насос отопления 1 - Наработка переключения (PUMP_OT1_NKSH_R)': 31.74592936406317, 'Насос отопления 1 - Работа (PMP_OT1_NSR)': 0.7785416666666667, 'Насос отопления 2 - Авария (PMP_OT2_NAC)': 0.0, 'Насос отопления 2 - Авария останова (PMP_OT2_NA_STOP)': 0.0, 'Насос отопления 2 - Авария перепада (PMP_OT2_NA_dP)': 0.0, 'Насос отопления 2 - Авария старта (PMP_OT2_NA_START)': 0.0, 'Насос отопления 2 - Наработка (PUMP_OT2_NKSH)': 22.173595817328213, 'Насос отопления 2 - Наработка переключения (PUMP_OT2_NKSH_R)': 0.12166666666666667, 'Насос отопления 2 - Работа (PMP_OT2_NSR)': 0.06166666666666667, 'Day t (Day_t)': 17.607291666666665, 'Hour t (Hour_t)': 13.081874466495945, 'MAIN_WORDIN (MAIN_WORDIN)': 0.0, 'Minute t (Minute_t)': 29.66367784357661, 'Month t (Month_t)': 0.8404166666666667, 'SendMSG (SendMSG)': 0.6889583333333333, 't_update (t_update)': 0.6889583333333333, 'WORDIN (update_on)': 0.0, 'Year t (Year_t)': 1702.6841666666667, 'CH (CH)': 0.0, 'СО1 (CO1)': 0.0, 'СО2 (CO2)': 0.0, 'Fire (Fire)': 0.0, 'Door (Door)': 0.0, 'Давление ГВС (PE_GVS)': 2.4037523874306443, 'Давление отопления (PE_OT)': 2.413915853072983, 'Давление котлового контура (PE_KK)': 2.4491875, 'Задание температуры ГВС (TE_GVS_out)': 49.545833333333334, 'Задание температуры котлового контура (TE_KK_OUT)': 71.75759212281264, 'Задание температуры отопления (TE_OT_out)': 66.76964019152796, 'Клапан ГВС закрыт (VLV_GVS_ZSC)': 0.7047916666666667, 'Клапан ГВС открыт (VLV_GVS_ZSO)': 0.0625, 'Клапан ОТ закрыт (VLV_OT_ZSC)': 0.0, 'Клапан ОТ открыт (VLV_OT_ZSO)': 0.0, 'Температура ГВС (TE_GVS)': 61.81041585307299, 'Температура отопления (TE_OT)': 66.95389415279556, 'Температура котлового контура (TE_KK)': 78.49954334720444, 'Уличная температура (UL_TE)': -7.0762900394793, 'miss_all': 0.19041666666666668, 'miss_Температура контура 1 (TE_KK1)': 0.18291666666666667, 'miss_Температура контура 2 (TE_KK2)': 0.18291666666666667, 'miss_Температура контура 3 (TE_KK3)': 0.18291666666666667, 'miss_Уличная 1 (TE_UL1)': 0.18291666666666667, 'miss_Уличная 2 (TE_UL2)': 0.18291666666666667, 'miss_Уличная 3 (TE_UL3)': 0.18291666666666667, 'miss_Температура отопления 1 (TE_OT1)': 0.18291666666666667, 'miss_Температура отопления 2 (TE_OT2)': 0.18291666666666667, 'miss_Температура отопления 3 (TE_OT3)': 0.18291666666666667, 'miss_Уличная 1 (TE_U1)': 0.18291666666666667, 'miss_Уличная 2 (TE_U2)': 0.18291666666666667, 'miss_Уличная 3 (TE_U3)': 0.18291666666666667, 'miss_BB wordin (BB_Wordin)': 0.18291666666666667, 'miss_Котёл 2 wordout (Boiler2_WORDOUT)': 0.19041666666666668, 'miss_Boiler 1 NSP (Boiler1_NSP)': 0.19041666666666668, 'miss_Котёл 2 наработка, ч (Boiler2_NKSH)': 0.19041666666666668, 'miss_Boiler 2 NSP (Boiler2_NSP)': 0.19041666666666668, 'miss_Boiler Block Wordout (BB_WORDOUT)': 0.19041666666666668, 'miss_Котёл 1 wordin (Boiler1_WORDIN)': 0.18291666666666667, 'miss_Котёл 1 wordout (Boiler1_WORDOUT)': 0.19041666666666668, 'miss_Котёл 1 наработка, ч (Boiler1_NKSH)': 0.19041666666666668, 'miss_Котёл 1 наработка переключения, ч (Boiler1_NKSH_R)': 0.19041666666666668, 'miss_Котёл 2 wordin (Boiler2_WORDIN)': 0.18291666666666667, 'miss_Котёл 2 наработка переключения, ч (Boiler2_NKSH_R)': 0.19041666666666668, 'miss_Котел 1 Авария (Boiler1_NAC)': 0.19041666666666668, 'miss_Котел 1 в работе (Boiler1_RUN)': 0.19041666666666668, 'miss_Котел 1 горелка горит (Boiler1_NSR)': 0.19041666666666668, 'miss_Котел 1 дист (Boiler1_DIST)': 0.19041666666666668, 'miss_Котел 2 Авария (Boiler2_NAC)': 0.19041666666666668, 'miss_Котел 2 в работе (Boiler2_RUN)': 0.19041666666666668, 'miss_Котел 2 горелка горит (Boiler2_NSR)': 0.19041666666666668, 'miss_Котел 2 дист (Boiler2_DIST)': 0.19041666666666668, 'miss_PMP_BLOCK_GVS_WORDIN (PMP_BLOCK_GVS_WORDIN)': 0.18291666666666667, 'miss_PMP_BLOCK_GVS_WORDOUT (PMP_BLOCK_GVS_WORDOU)': 0.19041666666666668, 'miss_PMP_BLOCK_OT_WORDIN (PMP_BLOCK_OT_WORDIN)': 0.18291666666666667, 'miss_PMP_BLOCK_OT_WORDOUT (PMP_BLOCK_OT_WORDOUT)': 0.19041666666666668, 'miss_Насос ГВС1 - Авария (PMP_GVS1_NAC)': 0.19041666666666668, 'miss_Насос ГВС1 - Авария останова (PMP_GVS1_NA_STOP)': 0.19041666666666668, 'miss_Насос ГВС1 - Авария перепада (PMP_GVS1_NA_dP)': 0.19041666666666668, 'miss_Насос ГВС1 - Авария старта (PMP_GVS1_NA_START)': 0.19041666666666668, 'miss_Насос ГВС1 - Наработка (PUMP_GVS1_NKSH)': 0.19041666666666668, 'miss_Насос ГВС1 - Наработка переключения (PUMP_GVS1_NKSH_R)': 0.19041666666666668, 'miss_Насос ГВС1 - Работа (PMP_GVS1_NSR)': 0.19041666666666668, 'miss_Насос ГВС2 - Авария (PMP_GVS2_NAC)': 0.19041666666666668, 'miss_Насос ГВС2 - Авария останова (PMP_GVS2_NA_STOP)': 0.19041666666666668, 'miss_Насос ГВС2 - Авария перепада (PMP_GVS2_NA_dP)': 0.19041666666666668, 'miss_Насос ГВС2 - Авария старта (PMP_GVS2_NA_START)': 0.19041666666666668, 'miss_Насос ГВС2 - Наработка (PUMP_GVS2_NKSH)': 0.19041666666666668, 'miss_Насос ГВС2 - Наработка переключения (PUMP_GVS2_NKSH_R)': 0.19041666666666668, 'miss_Насос ГВС2 - Работа (PMP_GVS2_NSR)': 0.19041666666666668, 'miss_Насос котла 1 - Авария (PMP_K1_NAC)': 0.19041666666666668, 'miss_Насос котла 1 - Работа (PMP_K1_NSR)': 0.19041666666666668, 'miss_Насос котла 2 - Авария (PMP_K2_NAC)': 0.19041666666666668, 'miss_Насос котла 2 - Работа (PMP_K2_NSR)': 0.19041666666666668, 'miss_Насос отопления 1 - Авария (PMP_OT1_NAC)': 0.19041666666666668, 'miss_Насос отопления 1 - Авария останова (PMP_OT1_NA_STOP)': 0.19041666666666668, 'miss_Насос отопления 1 - Авария перепада (PMP_OT1_NA_dP)': 0.19041666666666668, 'miss_Насос отопления 1 - Авария старта (PMP_OT1_NA_START)': 0.19041666666666668, 'miss_Насос отопления 1 - Наработка (PUMP_OT1_NKSH)': 0.19041666666666668, 'miss_Насос отопления 1 - Наработка переключения (PUMP_OT1_NKSH_R)': 0.19041666666666668, 'miss_Насос отопления 1 - Работа (PMP_OT1_NSR)': 0.19041666666666668, 'miss_Насос отопления 2 - Авария (PMP_OT2_NAC)': 0.19041666666666668, 'miss_Насос отопления 2 - Авария останова (PMP_OT2_NA_STOP)': 0.19041666666666668, 'miss_Насос отопления 2 - Авария перепада (PMP_OT2_NA_dP)': 0.19041666666666668, 'miss_Насос отопления 2 - Авария старта (PMP_OT2_NA_START)': 0.19041666666666668, 'miss_Насос отопления 2 - Наработка (PUMP_OT2_NKSH)': 0.19041666666666668, 'miss_Насос отопления 2 - Наработка переключения (PUMP_OT2_NKSH_R)': 0.19041666666666668, 'miss_Насос отопления 2 - Работа (PMP_OT2_NSR)': 0.19041666666666668, 'miss_Day t (Day_t)': 0.19041666666666668, 'miss_Hour t (Hour_t)': 0.19041666666666668, 'miss_MAIN_WORDIN (MAIN_WORDIN)': 0.18375, 'miss_Minute t (Minute_t)': 0.19041666666666668, 'miss_Month t (Month_t)': 0.19041666666666668, 'miss_SendMSG (SendMSG)': 0.19041666666666668, 'miss_t_update (t_update)': 0.19041666666666668, 'miss_WORDIN (update_on)': 0.18291666666666667, 'miss_Year t (Year_t)': 0.19041666666666668, 'miss_CH (CH)': 0.19041666666666668, 'miss_СО1 (CO1)': 0.19041666666666668, 'miss_СО2 (CO2)': 0.19041666666666668, 'miss_Fire (Fire)': 0.19041666666666668, 'miss_Door (Door)': 0.19041666666666668, 'miss_Давление ГВС (PE_GVS)': 0.19041666666666668, 'miss_Давление отопления (PE_OT)': 0.19041666666666668, 'miss_Давление котлового контура (PE_KK)': 0.19041666666666668, 'miss_Задание температуры ГВС (TE_GVS_out)': 0.19041666666666668, 'miss_Задание температуры котлового контура (TE_KK_OUT)': 0.19041666666666668, 'miss_Задание температуры отопления (TE_OT_out)': 0.19041666666666668, 'miss_Клапан ГВС закрыт (VLV_GVS_ZSC)': 0.19041666666666668, 'miss_Клапан ГВС открыт (VLV_GVS_ZSO)': 0.19041666666666668, 'miss_Клапан ОТ закрыт (VLV_OT_ZSC)': 0.19041666666666668, 'miss_Клапан ОТ открыт (VLV_OT_ZSO)': 0.19041666666666668, 'miss_Температура ГВС (TE_GVS)': 0.19041666666666668, 'miss_Температура отопления (TE_OT)': 0.19041666666666668, 'miss_Температура котлового контура (TE_KK)': 0.19041666666666668, 'miss_Уличная температура (UL_TE)': 0.19041666666666668}, normalize_bias=True, normalize_scale=True, scale={'Температура контура 1 (TE_KK1)': 34.79082278168179, 'Температура контура 2 (TE_KK2)': 27.46643903816984, 'Температура контура 3 (TE_KK3)': 20.14205529465788, 'Уличная 1 (TE_UL1)': 9.521698866565544, 'Уличная 2 (TE_UL2)': 3.662191871755978, 'Уличная 3 (TE_UL3)': 2.9297534974047825, 'Температура отопления 1 (TE_OT1)': 33.325946032979395, 'Температура отопления 2 (TE_OT2)': 26.001562289467444, 'Температура отопления 3 (TE_OT3)': 16.479863422901904, 'Уличная 1 (TE_U1)': 9.521698866565544, 'Уличная 2 (TE_U2)': 3.662191871755978, 'Уличная 3 (TE_U3)': 2.9297534974047825, 'BB wordin (BB_Wordin)': 1.0, 'Котёл 2 wordout (Boiler2_WORDOUT)': 4.082073870391536, 'Boiler 1 NSP (Boiler1_NSP)': 0.5576519084892176, 'Котёл 2 наработка, ч (Boiler2_NKSH)': 45.65226704050414, 'Boiler 2 NSP (Boiler2_NSP)': 0.7538592547960573, 'Boiler Block Wordout (BB_WORDOUT)': 1.0986575615267935, 'Котёл 1 wordin (Boiler1_WORDIN)': 1.0, 'Котёл 1 wordout (Boiler1_WORDOUT)': 6.72144035283113, 'Котёл 1 наработка, ч (Boiler1_NKSH)': 50.5820777482026, 'Котёл 1 наработка переключения, ч (Boiler1_NKSH_R)': 11.711716049117603, 'Котёл 2 wordin (Boiler2_WORDIN)': 1.0, 'Котёл 2 наработка переключения, ч (Boiler2_NKSH_R)': 19.851676212287465, 'Котел 1 Авария (Boiler1_NAC)': 1.0, 'Котел 1 в работе (Boiler1_RUN)': 0.46291980759510487, 'Котел 1 горелка горит (Boiler1_NSR)': 0.4976381281586272, 'Котел 1 дист (Boiler1_DIST)': 0.3662191871755978, 'Котел 2 Авария (Boiler2_NAC)': 1.0, 'Котел 2 в работе (Boiler2_RUN)': 0.3584950579815881, 'Котел 2 горелка горит (Boiler2_NSR)': 0.2816517963283742, 'Котел 2 дист (Boiler2_DIST)': 0.3662191871755978, 'PMP_BLOCK_GVS_WORDIN (PMP_BLOCK_GVS_WORDIN)': 1.0, 'PMP_BLOCK_GVS_WORDOUT (PMP_BLOCK_GVS_WORDOU)': 1.0986575615267935, 'PMP_BLOCK_OT_WORDIN (PMP_BLOCK_OT_WORDIN)': 1.0, 'PMP_BLOCK_OT_WORDOUT (PMP_BLOCK_OT_WORDOUT)': 1.0986575615267935, 'Насос ГВС1 - Авария (PMP_GVS1_NAC)': 0.032258047015004204, 'Насос ГВС1 - Авария останова (PMP_GVS1_NA_STOP)': 1.0, 'Насос ГВС1 - Авария перепада (PMP_GVS1_NA_dP)': 1.0, 'Насос ГВС1 - Авария старта (PMP_GVS1_NA_START)': 0.032258047015004204, 'Насос ГВС1 - Наработка (PUMP_GVS1_NKSH)': 92.66452639421422, 'Насос ГВС1 - Наработка переключения (PUMP_GVS1_NKSH_R)': 15.824457992339482, 'Насос ГВС1 - Работа (PMP_GVS1_NSR)': 0.36737715255881415, 'Насос ГВС2 - Авария (PMP_GVS2_NAC)': 0.032258047015004204, 'Насос ГВС2 - Авария останова (PMP_GVS2_NA_STOP)': 1.0, 'Насос ГВС2 - Авария перепада (PMP_GVS2_NA_dP)': 1.0, 'Насос ГВС2 - Авария старта (PMP_GVS2_NA_START)': 0.032258047015004204, 'Насос ГВС2 - Наработка (PUMP_GVS2_NKSH)': 47.32134765356963, 'Насос ГВС2 - Наработка переключения (PUMP_GVS2_NKSH_R)': 21.509703478895286, 'Насос ГВС2 - Работа (PMP_GVS2_NSR)': 1.0, 'Насос котла 1 - Авария (PMP_K1_NAC)': 1.0, 'Насос котла 1 - Работа (PMP_K1_NSR)': 0.3662191871755978, 'Насос котла 2 - Авария (PMP_K2_NAC)': 1.0, 'Насос котла 2 - Работа (PMP_K2_NSR)': 0.3662191871755978, 'Насос отопления 1 - Авария (PMP_OT1_NAC)': 1.0, 'Насос отопления 1 - Авария останова (PMP_OT1_NA_STOP)': 1.0, 'Насос отопления 1 - Авария перепада (PMP_OT1_NA_dP)': 1.0, 'Насос отопления 1 - Авария старта (PMP_OT1_NA_START)': 1.0, 'Насос отопления 1 - Наработка (PUMP_OT1_NKSH)': 89.77506635890191, 'Насос отопления 1 - Наработка переключения (PUMP_OT1_NKSH_R)': 18.883635820209456, 'Насос отопления 1 - Работа (PMP_OT1_NSR)': 0.4152282985666506, 'Насос отопления 2 - Авария (PMP_OT2_NAC)': 1.0, 'Насос отопления 2 - Авария останова (PMP_OT2_NA_STOP)': 1.0, 'Насос отопления 2 - Авария перепада (PMP_OT2_NA_dP)': 1.0, 'Насос отопления 2 - Авария старта (PMP_OT2_NA_START)': 1.0, 'Насос отопления 2 - Наработка (PUMP_OT2_NKSH)': 52.14870040569416, 'Насос отопления 2 - Наработка переключения (PUMP_OT2_NKSH_R)': 0.5889515165859486, 'Насос отопления 2 - Работа (PMP_OT2_NSR)': 0.24054914027883967, 'Day t (Day_t)': 7.727072871723843, 'Hour t (Hour_t)': 6.856485954974665, 'MAIN_WORDIN (MAIN_WORDIN)': 1.0, 'Minute t (Minute_t)': 15.915716214916626, 'Month t (Month_t)': 0.3662191871755978, 'SendMSG (SendMSG)': 0.46291980759510487, 't_update (t_update)': 0.46291980759510487, 'WORDIN (update_on)': 1.0, 'Year t (Year_t)': 741.9600732177612, 'CH (CH)': 1.0, 'СО1 (CO1)': 1.0, 'СО2 (CO2)': 1.0, 'Fire (Fire)': 1.0, 'Door (Door)': 1.0, 'Давление ГВС (PE_GVS)': 0.23125921033839222, 'Давление отопления (PE_OT)': 0.1856747276107303, 'Давление котлового контура (PE_KK)': 1.0701359757107582, 'Задание температуры ГВС (TE_GVS_out)': 21.67039991875759, 'Задание температуры котлового контура (TE_KK_OUT)': 1.3578798643258954, 'Задание температуры отопления (TE_OT_out)': 1.7639079017990134, 'Клапан ГВС закрыт (VLV_GVS_ZSC)': 0.4561363538065004, 'Клапан ГВС открыт (VLV_GVS_ZSO)': 0.24206145913796356, 'Клапан ОТ закрыт (VLV_OT_ZSC)': 1.0, 'Клапан ОТ открыт (VLV_OT_ZSO)': 1.0, 'Температура ГВС (TE_GVS)': 1.7274658965631806, 'Температура отопления (TE_OT)': 2.132950333897671, 'Температура котлового контура (TE_KK)': 2.687197115900499, 'Уличная температура (UL_TE)': 1.2220793871047868, 'miss_all': 0.3926297998397756, 'miss_Температура контура 1 (TE_KK1)': 0.386598188979491, 'miss_Температура контура 2 (TE_KK2)': 0.386598188979491, 'miss_Температура контура 3 (TE_KK3)': 0.386598188979491, 'miss_Уличная 1 (TE_UL1)': 0.386598188979491, 'miss_Уличная 2 (TE_UL2)': 0.386598188979491, 'miss_Уличная 3 (TE_UL3)': 0.386598188979491, 'miss_Температура отопления 1 (TE_OT1)': 0.386598188979491, 'miss_Температура отопления 2 (TE_OT2)': 0.386598188979491, 'miss_Температура отопления 3 (TE_OT3)': 0.386598188979491, 'miss_Уличная 1 (TE_U1)': 0.386598188979491, 'miss_Уличная 2 (TE_U2)': 0.386598188979491, 'miss_Уличная 3 (TE_U3)': 0.386598188979491, 'miss_BB wordin (BB_Wordin)': 0.386598188979491, 'miss_Котёл 2 wordout (Boiler2_WORDOUT)': 0.3926297998397756, 'miss_Boiler 1 NSP (Boiler1_NSP)': 0.3926297998397756, 'miss_Котёл 2 наработка, ч (Boiler2_NKSH)': 0.3926297998397756, 'miss_Boiler 2 NSP (Boiler2_NSP)': 0.3926297998397756, 'miss_Boiler Block Wordout (BB_WORDOUT)': 0.3926297998397756, 'miss_Котёл 1 wordin (Boiler1_WORDIN)': 0.386598188979491, 'miss_Котёл 1 wordout (Boiler1_WORDOUT)': 0.3926297998397756, 'miss_Котёл 1 наработка, ч (Boiler1_NKSH)': 0.3926297998397756, 'miss_Котёл 1 наработка переключения, ч (Boiler1_NKSH_R)': 0.3926297998397756, 'miss_Котёл 2 wordin (Boiler2_WORDIN)': 0.386598188979491, 'miss_Котёл 2 наработка переключения, ч (Boiler2_NKSH_R)': 0.3926297998397756, 'miss_Котел 1 Авария (Boiler1_NAC)': 0.3926297998397756, 'miss_Котел 1 в работе (Boiler1_RUN)': 0.3926297998397756, 'miss_Котел 1 горелка горит (Boiler1_NSR)': 0.3926297998397756, 'miss_Котел 1 дист (Boiler1_DIST)': 0.3926297998397756, 'miss_Котел 2 Авария (Boiler2_NAC)': 0.3926297998397756, 'miss_Котел 2 в работе (Boiler2_RUN)': 0.3926297998397756, 'miss_Котел 2 горелка горит (Boiler2_NSR)': 0.3926297998397756, 'miss_Котел 2 дист (Boiler2_DIST)': 0.3926297998397756, 'miss_PMP_BLOCK_GVS_WORDIN (PMP_BLOCK_GVS_WORDIN)': 0.386598188979491, 'miss_PMP_BLOCK_GVS_WORDOUT (PMP_BLOCK_GVS_WORDOU)': 0.3926297998397756, 'miss_PMP_BLOCK_OT_WORDIN (PMP_BLOCK_OT_WORDIN)': 0.386598188979491, 'miss_PMP_BLOCK_OT_WORDOUT (PMP_BLOCK_OT_WORDOUT)': 0.3926297998397756, 'miss_Насос ГВС1 - Авария (PMP_GVS1_NAC)': 0.3926297998397756, 'miss_Насос ГВС1 - Авария останова (PMP_GVS1_NA_STOP)': 0.3926297998397756, 'miss_Насос ГВС1 - Авария перепада (PMP_GVS1_NA_dP)': 0.3926297998397756, 'miss_Насос ГВС1 - Авария старта (PMP_GVS1_NA_START)': 0.3926297998397756, 'miss_Насос ГВС1 - Наработка (PUMP_GVS1_NKSH)': 0.3926297998397756, 'miss_Насос ГВС1 - Наработка переключения (PUMP_GVS1_NKSH_R)': 0.3926297998397756, 'miss_Насос ГВС1 - Работа (PMP_GVS1_NSR)': 0.3926297998397756, 'miss_Насос ГВС2 - Авария (PMP_GVS2_NAC)': 0.3926297998397756, 'miss_Насос ГВС2 - Авария останова (PMP_GVS2_NA_STOP)': 0.3926297998397756, 'miss_Насос ГВС2 - Авария перепада (PMP_GVS2_NA_dP)': 0.3926297998397756, 'miss_Насос ГВС2 - Авария старта (PMP_GVS2_NA_START)': 0.3926297998397756, 'miss_Насос ГВС2 - Наработка (PUMP_GVS2_NKSH)': 0.3926297998397756, 'miss_Насос ГВС2 - Наработка переключения (PUMP_GVS2_NKSH_R)': 0.3926297998397756, 'miss_Насос ГВС2 - Работа (PMP_GVS2_NSR)': 0.3926297998397756, 'miss_Насос котла 1 - Авария (PMP_K1_NAC)': 0.3926297998397756, 'miss_Насос котла 1 - Работа (PMP_K1_NSR)': 0.3926297998397756, 'miss_Насос котла 2 - Авария (PMP_K2_NAC)': 0.3926297998397756, 'miss_Насос котла 2 - Работа (PMP_K2_NSR)': 0.3926297998397756, 'miss_Насос отопления 1 - Авария (PMP_OT1_NAC)': 0.3926297998397756, 'miss_Насос отопления 1 - Авария останова (PMP_OT1_NA_STOP)': 0.3926297998397756, 'miss_Насос отопления 1 - Авария перепада (PMP_OT1_NA_dP)': 0.3926297998397756, 'miss_Насос отопления 1 - Авария старта (PMP_OT1_NA_START)': 0.3926297998397756, 'miss_Насос отопления 1 - Наработка (PUMP_OT1_NKSH)': 0.3926297998397756, 'miss_Насос отопления 1 - Наработка переключения (PUMP_OT1_NKSH_R)': 0.3926297998397756, 'miss_Насос отопления 1 - Работа (PMP_OT1_NSR)': 0.3926297998397756, 'miss_Насос отопления 2 - Авария (PMP_OT2_NAC)': 0.3926297998397756, 'miss_Насос отопления 2 - Авария останова (PMP_OT2_NA_STOP)': 0.3926297998397756, 'miss_Насос отопления 2 - Авария перепада (PMP_OT2_NA_dP)': 0.3926297998397756, 'miss_Насос отопления 2 - Авария старта (PMP_OT2_NA_START)': 0.3926297998397756, 'miss_Насос отопления 2 - Наработка (PUMP_OT2_NKSH)': 0.3926297998397756, 'miss_Насос отопления 2 - Наработка переключения (PUMP_OT2_NKSH_R)': 0.3926297998397756, 'miss_Насос отопления 2 - Работа (PMP_OT2_NSR)': 0.3926297998397756, 'miss_Day t (Day_t)': 0.3926297998397756, 'miss_Hour t (Hour_t)': 0.3926297998397756, 'miss_MAIN_WORDIN (MAIN_WORDIN)': 0.3872801795857877, 'miss_Minute t (Minute_t)': 0.3926297998397756, 'miss_Month t (Month_t)': 0.3926297998397756, 'miss_SendMSG (SendMSG)': 0.3926297998397756, 'miss_t_update (t_update)': 0.3926297998397756, 'miss_WORDIN (update_on)': 0.386598188979491, 'miss_Year t (Year_t)': 0.3926297998397756, 'miss_CH (CH)': 0.3926297998397756, 'miss_СО1 (CO1)': 0.3926297998397756, 'miss_СО2 (CO2)': 0.3926297998397756, 'miss_Fire (Fire)': 0.3926297998397756, 'miss_Door (Door)': 0.3926297998397756, 'miss_Давление ГВС (PE_GVS)': 0.3926297998397756, 'miss_Давление отопления (PE_OT)': 0.3926297998397756, 'miss_Давление котлового контура (PE_KK)': 0.3926297998397756, 'miss_Задание температуры ГВС (TE_GVS_out)': 0.3926297998397756, 'miss_Задание температуры котлового контура (TE_KK_OUT)': 0.3926297998397756, 'miss_Задание температуры отопления (TE_OT_out)': 0.3926297998397756, 'miss_Клапан ГВС закрыт (VLV_GVS_ZSC)': 0.3926297998397756, 'miss_Клапан ГВС открыт (VLV_GVS_ZSO)': 0.3926297998397756, 'miss_Клапан ОТ закрыт (VLV_OT_ZSC)': 0.3926297998397756, 'miss_Клапан ОТ открыт (VLV_OT_ZSO)': 0.3926297998397756, 'miss_Температура ГВС (TE_GVS)': 0.3926297998397756, 'miss_Температура отопления (TE_OT)': 0.3926297998397756, 'miss_Температура котлового контура (TE_KK)': 0.3926297998397756, 'miss_Уличная температура (UL_TE)': 0.3926297998397756})", "enable_threshold": true, "enable_calibrator": true, "threshold": "AggregateAlarms(abs_score=True, alm_suppress_minutes=120, alm_threshold=2.5, alm_window_minutes=60, min_alm_in_window=2)", "dim": 193, "calibrator": "AnomScoreCalibrator(abs_score=True, anchors=[(2478.42221579081, 0.0), (2738.2357663451853, 0.5), (3503.424232756559, 1.0), (8920.805379083851, 1.5), (8934.877890690155, 2.0), (9103.402571127543, 4.11737081081993), (18206.805142255085, 5.11737081081993)], max_score=18206.805142255085)"}
LSTM_Merlion | 3.07 | 0 | 0 | 0 | 0 | 0 | 0 | 0 | 0 | 0 |  |  | 0.48 | 3 | 2 | 0.95, +, 1 | 58.14 | 1.47 | {"batch_size": 256, "dropout": [0, 0], "enable_calibrator": false, "enable_threshold": false, "hidden_size": 5, "lr": 0.001, "n_layers": [1, 1], "normalize": "Identity()", "num_epochs": 80, "sequence_len": 32, "threshold": "AggregateAlarms(abs_score=True, alm_suppress_minutes=120, alm_threshold=2.5, alm_window_minutes=60, min_alm_in_window=2)", "_transform": "Identity()", "dim": 193, "calibrator": "AnomScoreCalibrator(abs_score=True, anchors=None, max_score=1000)"}
LSTM_Merlion_scaled | 69.69 | 68.09 | 93.09 | 53.9 | 68.28 | 25.99 | 79 | 100 | 100 | 100 | 25 | 19 | 0.71 | 3 | 3 | 0.95, +, 1 | 53.69 | 0.99 | {"num_epochs": 80, "lr": 0.001, "batch_size": 256, "dropout": [0, 0], "n_layers": [1, 1], "sequence_len": 32, "hidden_size": 5, "_transform": "Identity()", "normalize": "MeanVarNormalize(bias={'Температура контура 1 (TE_KK1)': 79.83958333333334, 'Температура контура 2 (TE_KK2)': 63.03125, 'Температура контура 3 (TE_KK3)': 46.22291666666667, 'Уличная 1 (TE_UL1)': -21.850833333333334, 'Уличная 2 (TE_UL2)': -8.404166666666667, 'Уличная 3 (TE_UL3)': 6.723333333333334, 'Температура отопления 1 (TE_OT1)': 76.47791666666667, 'Температура отопления 2 (TE_OT2)': 59.669583333333335, 'Температура отопления 3 (TE_OT3)': 37.81875, 'Уличная 1 (TE_U1)': -21.850833333333334, 'Уличная 2 (TE_U2)': -8.404166666666667, 'Уличная 3 (TE_U3)': 6.723333333333334, 'BB wordin (BB_Wordin)': 0.0, 'Котёл 2 wordout (Boiler2_WORDOUT)': 2.2525, 'Boiler 1 NSP (Boiler1_NSP)': 0.991875, 'Котёл 2 наработка, ч (Boiler2_NKSH)': 19.28375, 'Boiler 2 NSP (Boiler2_NSP)': 1.529375, 'Boiler Block Wordout (BB_WORDOUT)': 2.52125, 'Котёл 1 wordin (Boiler1_WORDIN)': 0.0, 'Котёл 1 wordout (Boiler1_WORDOUT)': 7.8875, 'Котёл 1 наработка, ч (Boiler1_NKSH)': 43.1318173815621, 'Котёл 1 наработка переключения, ч (Boiler1_NKSH_R)': 17.202564020486555, 'Котёл 2 wordin (Boiler2_WORDIN)': 0.0, 'Котёл 2 наработка переключения, ч (Boiler2_NKSH_R)': 8.37875, 'Котел 1 Авария (Boiler1_NAC)': 0.0, 'Котел 1 в работе (Boiler1_RUN)': 0.6889583333333333, 'Котел 1 горелка горит (Boiler1_NSR)': 0.45145833333333335, 'Котел 1 дист (Boiler1_DIST)': 0.8404166666666667, 'Котел 2 Авария (Boiler2_NAC)': 0.0, 'Котел 2 в работе (Boiler2_RUN)': 0.15145833333333333, 'Котел 2 горелка горит (Boiler2_NSR)': 0.086875, 'Котел 2 дист (Boiler2_DIST)': 0.8404166666666667, 'PMP_BLOCK_GVS_WORDIN (PMP_BLOCK_GVS_WORDIN)': 0.0, 'PMP_BLOCK_GVS_WORDOUT (PMP_BLOCK_GVS_WORDOU)': 2.52125, 'PMP_BLOCK_OT_WORDIN (PMP_BLOCK_OT_WORDIN)': 0.0, 'PMP_BLOCK_OT_WORDOUT (PMP_BLOCK_OT_WORDOUT)': 2.52125, 'Насос ГВС1 - Авария (PMP_GVS1_NAC)': 0.0010416666666666667, 'Насос ГВС1 - Авария останова (PMP_GVS1_NA_STOP)': 0.0, 'Насос ГВС1 - Авария перепада (PMP_GVS1_NA_dP)': 0.0, 'Насос ГВС1 - Авария старта (PMP_GVS1_NA_START)': 0.0010416666666666667, 'Насос ГВС1 - Наработка (PUMP_GVS1_NKSH)': 71.14998786278275, 'Насос ГВС1 - Наработка переключения (PUMP_GVS1_NKSH_R)': 25.421482741143834, 'Насос ГВС1 - Работа (PMP_GVS1_NSR)': 0.8391666666666666, 'Насос ГВС2 - Авария (PMP_GVS2_NAC)': 0.0010416666666666667, 'Насос ГВС2 - Авария останова (PMP_GVS2_NA_STOP)': 0.0, 'Насос ГВС2 - Авария перепада (PMP_GVS2_NA_dP)': 0.0, 'Насос ГВС2 - Авария старта (PMP_GVS2_NA_START)': 0.0010416666666666667, 'Насос ГВС2 - Наработка (PUMP_GVS2_NKSH)': 19.9925, 'Насос ГВС2 - Наработка переключения (PUMP_GVS2_NKSH_R)': 9.0875, 'Насос ГВС2 - Работа (PMP_GVS2_NSR)': 0.0, 'Насос котла 1 - Авария (PMP_K1_NAC)': 0.0, 'Насос котла 1 - Работа (PMP_K1_NSR)': 0.8404166666666667, 'Насос котла 2 - Авария (PMP_K2_NAC)': 0.0, 'Насос котла 2 - Работа (PMP_K2_NSR)': 0.8404166666666667, 'Насос отопления 1 - Авария (PMP_OT1_NAC)': 0.0, 'Насос отопления 1 - Авария останова (PMP_OT1_NA_STOP)': 0.0, 'Насос отопления 1 - Авария перепада (PMP_OT1_NA_dP)': 0.0, 'Насос отопления 1 - Авария старта (PMP_OT1_NA_START)': 0.0, 'Насос отопления 1 - Наработка (PUMP_OT1_NKSH)': 69.9088094857021, 'Насос отопления 1 - Наработка переключения (PUMP_OT1_NKSH_R)': 31.74592936406317, 'Насос отопления 1 - Работа (PMP_OT1_NSR)': 0.7785416666666667, 'Насос отопления 2 - Авария (PMP_OT2_NAC)': 0.0, 'Насос отопления 2 - Авария останова (PMP_OT2_NA_STOP)': 0.0, 'Насос отопления 2 - Авария перепада (PMP_OT2_NA_dP)': 0.0, 'Насос отопления 2 - Авария старта (PMP_OT2_NA_START)': 0.0, 'Насос отопления 2 - Наработка (PUMP_OT2_NKSH)': 22.173595817328213, 'Насос отопления 2 - Наработка переключения (PUMP_OT2_NKSH_R)': 0.12166666666666667, 'Насос отопления 2 - Работа (PMP_OT2_NSR)': 0.06166666666666667, 'Day t (Day_t)': 17.607291666666665, 'Hour t (Hour_t)': 13.081874466495945, 'MAIN_WORDIN (MAIN_WORDIN)': 0.0, 'Minute t (Minute_t)': 29.66367784357661, 'Month t (Month_t)': 0.8404166666666667, 'SendMSG (SendMSG)': 0.6889583333333333, 't_update (t_update)': 0.6889583333333333, 'WORDIN (update_on)': 0.0, 'Year t (Year_t)': 1702.6841666666667, 'CH (CH)': 0.0, 'СО1 (CO1)': 0.0, 'СО2 (CO2)': 0.0, 'Fire (Fire)': 0.0, 'Door (Door)': 0.0, 'Давление ГВС (PE_GVS)': 2.4037523874306443, 'Давление отопления (PE_OT)': 2.413915853072983, 'Давление котлового контура (PE_KK)': 2.4491875, 'Задание температуры ГВС (TE_GVS_out)': 49.545833333333334, 'Задание температуры котлового контура (TE_KK_OUT)': 71.75759212281264, 'Задание температуры отопления (TE_OT_out)': 66.76964019152796, 'Клапан ГВС закрыт (VLV_GVS_ZSC)': 0.7047916666666667, 'Клапан ГВС открыт (VLV_GVS_ZSO)': 0.0625, 'Клапан ОТ закрыт (VLV_OT_ZSC)': 0.0, 'Клапан ОТ открыт (VLV_OT_ZSO)': 0.0, 'Температура ГВС (TE_GVS)': 61.81041585307299, 'Температура отопления (TE_OT)': 66.95389415279556, 'Температура котлового контура (TE_KK)': 78.49954334720444, 'Уличная температура (UL_TE)': -7.0762900394793, 'miss_all': 0.19041666666666668, 'miss_Температура контура 1 (TE_KK1)': 0.18291666666666667, 'miss_Температура контура 2 (TE_KK2)': 0.18291666666666667, 'miss_Температура контура 3 (TE_KK3)': 0.18291666666666667, 'miss_Уличная 1 (TE_UL1)': 0.18291666666666667, 'miss_Уличная 2 (TE_UL2)': 0.18291666666666667, 'miss_Уличная 3 (TE_UL3)': 0.18291666666666667, 'miss_Температура отопления 1 (TE_OT1)': 0.18291666666666667, 'miss_Температура отопления 2 (TE_OT2)': 0.18291666666666667, 'miss_Температура отопления 3 (TE_OT3)': 0.18291666666666667, 'miss_Уличная 1 (TE_U1)': 0.18291666666666667, 'miss_Уличная 2 (TE_U2)': 0.18291666666666667, 'miss_Уличная 3 (TE_U3)': 0.18291666666666667, 'miss_BB wordin (BB_Wordin)': 0.18291666666666667, 'miss_Котёл 2 wordout (Boiler2_WORDOUT)': 0.19041666666666668, 'miss_Boiler 1 NSP (Boiler1_NSP)': 0.19041666666666668, 'miss_Котёл 2 наработка, ч (Boiler2_NKSH)': 0.19041666666666668, 'miss_Boiler 2 NSP (Boiler2_NSP)': 0.19041666666666668, 'miss_Boiler Block Wordout (BB_WORDOUT)': 0.19041666666666668, 'miss_Котёл 1 wordin (Boiler1_WORDIN)': 0.18291666666666667, 'miss_Котёл 1 wordout (Boiler1_WORDOUT)': 0.19041666666666668, 'miss_Котёл 1 наработка, ч (Boiler1_NKSH)': 0.19041666666666668, 'miss_Котёл 1 наработка переключения, ч (Boiler1_NKSH_R)': 0.19041666666666668, 'miss_Котёл 2 wordin (Boiler2_WORDIN)': 0.18291666666666667, 'miss_Котёл 2 наработка переключения, ч (Boiler2_NKSH_R)': 0.19041666666666668, 'miss_Котел 1 Авария (Boiler1_NAC)': 0.19041666666666668, 'miss_Котел 1 в работе (Boiler1_RUN)': 0.19041666666666668, 'miss_Котел 1 горелка горит (Boiler1_NSR)': 0.19041666666666668, 'miss_Котел 1 дист (Boiler1_DIST)': 0.19041666666666668, 'miss_Котел 2 Авария (Boiler2_NAC)': 0.19041666666666668, 'miss_Котел 2 в работе (Boiler2_RUN)': 0.19041666666666668, 'miss_Котел 2 горелка горит (Boiler2_NSR)': 0.19041666666666668, 'miss_Котел 2 дист (Boiler2_DIST)': 0.19041666666666668, 'miss_PMP_BLOCK_GVS_WORDIN (PMP_BLOCK_GVS_WORDIN)': 0.18291666666666667, 'miss_PMP_BLOCK_GVS_WORDOUT (PMP_BLOCK_GVS_WORDOU)': 0.19041666666666668, 'miss_PMP_BLOCK_OT_WORDIN (PMP_BLOCK_OT_WORDIN)': 0.18291666666666667, 'miss_PMP_BLOCK_OT_WORDOUT (PMP_BLOCK_OT_WORDOUT)': 0.19041666666666668, 'miss_Насос ГВС1 - Авария (PMP_GVS1_NAC)': 0.19041666666666668, 'miss_Насос ГВС1 - Авария останова (PMP_GVS1_NA_STOP)': 0.19041666666666668, 'miss_Насос ГВС1 - Авария перепада (PMP_GVS1_NA_dP)': 0.19041666666666668, 'miss_Насос ГВС1 - Авария старта (PMP_GVS1_NA_START)': 0.19041666666666668, 'miss_Насос ГВС1 - Наработка (PUMP_GVS1_NKSH)': 0.19041666666666668, 'miss_Насос ГВС1 - Наработка переключения (PUMP_GVS1_NKSH_R)': 0.19041666666666668, 'miss_Насос ГВС1 - Работа (PMP_GVS1_NSR)': 0.19041666666666668, 'miss_Насос ГВС2 - Авария (PMP_GVS2_NAC)': 0.19041666666666668, 'miss_Насос ГВС2 - Авария останова (PMP_GVS2_NA_STOP)': 0.19041666666666668, 'miss_Насос ГВС2 - Авария перепада (PMP_GVS2_NA_dP)': 0.19041666666666668, 'miss_Насос ГВС2 - Авария старта (PMP_GVS2_NA_START)': 0.19041666666666668, 'miss_Насос ГВС2 - Наработка (PUMP_GVS2_NKSH)': 0.19041666666666668, 'miss_Насос ГВС2 - Наработка переключения (PUMP_GVS2_NKSH_R)': 0.19041666666666668, 'miss_Насос ГВС2 - Работа (PMP_GVS2_NSR)': 0.19041666666666668, 'miss_Насос котла 1 - Авария (PMP_K1_NAC)': 0.19041666666666668, 'miss_Насос котла 1 - Работа (PMP_K1_NSR)': 0.19041666666666668, 'miss_Насос котла 2 - Авария (PMP_K2_NAC)': 0.19041666666666668, 'miss_Насос котла 2 - Работа (PMP_K2_NSR)': 0.19041666666666668, 'miss_Насос отопления 1 - Авария (PMP_OT1_NAC)': 0.19041666666666668, 'miss_Насос отопления 1 - Авария останова (PMP_OT1_NA_STOP)': 0.19041666666666668, 'miss_Насос отопления 1 - Авария перепада (PMP_OT1_NA_dP)': 0.19041666666666668, 'miss_Насос отопления 1 - Авария старта (PMP_OT1_NA_START)': 0.19041666666666668, 'miss_Насос отопления 1 - Наработка (PUMP_OT1_NKSH)': 0.19041666666666668, 'miss_Насос отопления 1 - Наработка переключения (PUMP_OT1_NKSH_R)': 0.19041666666666668, 'miss_Насос отопления 1 - Работа (PMP_OT1_NSR)': 0.19041666666666668, 'miss_Насос отопления 2 - Авария (PMP_OT2_NAC)': 0.19041666666666668, 'miss_Насос отопления 2 - Авария останова (PMP_OT2_NA_STOP)': 0.19041666666666668, 'miss_Насос отопления 2 - Авария перепада (PMP_OT2_NA_dP)': 0.19041666666666668, 'miss_Насос отопления 2 - Авария старта (PMP_OT2_NA_START)': 0.19041666666666668, 'miss_Насос отопления 2 - Наработка (PUMP_OT2_NKSH)': 0.19041666666666668, 'miss_Насос отопления 2 - Наработка переключения (PUMP_OT2_NKSH_R)': 0.19041666666666668, 'miss_Насос отопления 2 - Работа (PMP_OT2_NSR)': 0.19041666666666668, 'miss_Day t (Day_t)': 0.19041666666666668, 'miss_Hour t (Hour_t)': 0.19041666666666668, 'miss_MAIN_WORDIN (MAIN_WORDIN)': 0.18375, 'miss_Minute t (Minute_t)': 0.19041666666666668, 'miss_Month t (Month_t)': 0.19041666666666668, 'miss_SendMSG (SendMSG)': 0.19041666666666668, 'miss_t_update (t_update)': 0.19041666666666668, 'miss_WORDIN (update_on)': 0.18291666666666667, 'miss_Year t (Year_t)': 0.19041666666666668, 'miss_CH (CH)': 0.19041666666666668, 'miss_СО1 (CO1)': 0.19041666666666668, 'miss_СО2 (CO2)': 0.19041666666666668, 'miss_Fire (Fire)': 0.19041666666666668, 'miss_Door (Door)': 0.19041666666666668, 'miss_Давление ГВС (PE_GVS)': 0.19041666666666668, 'miss_Давление отопления (PE_OT)': 0.19041666666666668, 'miss_Давление котлового контура (PE_KK)': 0.19041666666666668, 'miss_Задание температуры ГВС (TE_GVS_out)': 0.19041666666666668, 'miss_Задание температуры котлового контура (TE_KK_OUT)': 0.19041666666666668, 'miss_Задание температуры отопления (TE_OT_out)': 0.19041666666666668, 'miss_Клапан ГВС закрыт (VLV_GVS_ZSC)': 0.19041666666666668, 'miss_Клапан ГВС открыт (VLV_GVS_ZSO)': 0.19041666666666668, 'miss_Клапан ОТ закрыт (VLV_OT_ZSC)': 0.19041666666666668, 'miss_Клапан ОТ открыт (VLV_OT_ZSO)': 0.19041666666666668, 'miss_Температура ГВС (TE_GVS)': 0.19041666666666668, 'miss_Температура отопления (TE_OT)': 0.19041666666666668, 'miss_Температура котлового контура (TE_KK)': 0.19041666666666668, 'miss_Уличная температура (UL_TE)': 0.19041666666666668}, normalize_bias=True, normalize_scale=True, scale={'Температура контура 1 (TE_KK1)': 34.79082278168179, 'Температура контура 2 (TE_KK2)': 27.46643903816984, 'Температура контура 3 (TE_KK3)': 20.14205529465788, 'Уличная 1 (TE_UL1)': 9.521698866565544, 'Уличная 2 (TE_UL2)': 3.662191871755978, 'Уличная 3 (TE_UL3)': 2.9297534974047825, 'Температура отопления 1 (TE_OT1)': 33.325946032979395, 'Температура отопления 2 (TE_OT2)': 26.001562289467444, 'Температура отопления 3 (TE_OT3)': 16.479863422901904, 'Уличная 1 (TE_U1)': 9.521698866565544, 'Уличная 2 (TE_U2)': 3.662191871755978, 'Уличная 3 (TE_U3)': 2.9297534974047825, 'BB wordin (BB_Wordin)': 1.0, 'Котёл 2 wordout (Boiler2_WORDOUT)': 4.082073870391536, 'Boiler 1 NSP (Boiler1_NSP)': 0.5576519084892176, 'Котёл 2 наработка, ч (Boiler2_NKSH)': 45.65226704050414, 'Boiler 2 NSP (Boiler2_NSP)': 0.7538592547960573, 'Boiler Block Wordout (BB_WORDOUT)': 1.0986575615267935, 'Котёл 1 wordin (Boiler1_WORDIN)': 1.0, 'Котёл 1 wordout (Boiler1_WORDOUT)': 6.72144035283113, 'Котёл 1 наработка, ч (Boiler1_NKSH)': 50.5820777482026, 'Котёл 1 наработка переключения, ч (Boiler1_NKSH_R)': 11.711716049117603, 'Котёл 2 wordin (Boiler2_WORDIN)': 1.0, 'Котёл 2 наработка переключения, ч (Boiler2_NKSH_R)': 19.851676212287465, 'Котел 1 Авария (Boiler1_NAC)': 1.0, 'Котел 1 в работе (Boiler1_RUN)': 0.46291980759510487, 'Котел 1 горелка горит (Boiler1_NSR)': 0.4976381281586272, 'Котел 1 дист (Boiler1_DIST)': 0.3662191871755978, 'Котел 2 Авария (Boiler2_NAC)': 1.0, 'Котел 2 в работе (Boiler2_RUN)': 0.3584950579815881, 'Котел 2 горелка горит (Boiler2_NSR)': 0.2816517963283742, 'Котел 2 дист (Boiler2_DIST)': 0.3662191871755978, 'PMP_BLOCK_GVS_WORDIN (PMP_BLOCK_GVS_WORDIN)': 1.0, 'PMP_BLOCK_GVS_WORDOUT (PMP_BLOCK_GVS_WORDOU)': 1.0986575615267935, 'PMP_BLOCK_OT_WORDIN (PMP_BLOCK_OT_WORDIN)': 1.0, 'PMP_BLOCK_OT_WORDOUT (PMP_BLOCK_OT_WORDOUT)': 1.0986575615267935, 'Насос ГВС1 - Авария (PMP_GVS1_NAC)': 0.032258047015004204, 'Насос ГВС1 - Авария останова (PMP_GVS1_NA_STOP)': 1.0, 'Насос ГВС1 - Авария перепада (PMP_GVS1_NA_dP)': 1.0, 'Насос ГВС1 - Авария старта (PMP_GVS1_NA_START)': 0.032258047015004204, 'Насос ГВС1 - Наработка (PUMP_GVS1_NKSH)': 92.66452639421422, 'Насос ГВС1 - Наработка переключения (PUMP_GVS1_NKSH_R)': 15.824457992339482, 'Насос ГВС1 - Работа (PMP_GVS1_NSR)': 0.36737715255881415, 'Насос ГВС2 - Авария (PMP_GVS2_NAC)': 0.032258047015004204, 'Насос ГВС2 - Авария останова (PMP_GVS2_NA_STOP)': 1.0, 'Насос ГВС2 - Авария перепада (PMP_GVS2_NA_dP)': 1.0, 'Насос ГВС2 - Авария старта (PMP_GVS2_NA_START)': 0.032258047015004204, 'Насос ГВС2 - Наработка (PUMP_GVS2_NKSH)': 47.32134765356963, 'Насос ГВС2 - Наработка переключения (PUMP_GVS2_NKSH_R)': 21.509703478895286, 'Насос ГВС2 - Работа (PMP_GVS2_NSR)': 1.0, 'Насос котла 1 - Авария (PMP_K1_NAC)': 1.0, 'Насос котла 1 - Работа (PMP_K1_NSR)': 0.3662191871755978, 'Насос котла 2 - Авария (PMP_K2_NAC)': 1.0, 'Насос котла 2 - Работа (PMP_K2_NSR)': 0.3662191871755978, 'Насос отопления 1 - Авария (PMP_OT1_NAC)': 1.0, 'Насос отопления 1 - Авария останова (PMP_OT1_NA_STOP)': 1.0, 'Насос отопления 1 - Авария перепада (PMP_OT1_NA_dP)': 1.0, 'Насос отопления 1 - Авария старта (PMP_OT1_NA_START)': 1.0, 'Насос отопления 1 - Наработка (PUMP_OT1_NKSH)': 89.77506635890191, 'Насос отопления 1 - Наработка переключения (PUMP_OT1_NKSH_R)': 18.883635820209456, 'Насос отопления 1 - Работа (PMP_OT1_NSR)': 0.4152282985666506, 'Насос отопления 2 - Авария (PMP_OT2_NAC)': 1.0, 'Насос отопления 2 - Авария останова (PMP_OT2_NA_STOP)': 1.0, 'Насос отопления 2 - Авария перепада (PMP_OT2_NA_dP)': 1.0, 'Насос отопления 2 - Авария старта (PMP_OT2_NA_START)': 1.0, 'Насос отопления 2 - Наработка (PUMP_OT2_NKSH)': 52.14870040569416, 'Насос отопления 2 - Наработка переключения (PUMP_OT2_NKSH_R)': 0.5889515165859486, 'Насос отопления 2 - Работа (PMP_OT2_NSR)': 0.24054914027883967, 'Day t (Day_t)': 7.727072871723843, 'Hour t (Hour_t)': 6.856485954974665, 'MAIN_WORDIN (MAIN_WORDIN)': 1.0, 'Minute t (Minute_t)': 15.915716214916626, 'Month t (Month_t)': 0.3662191871755978, 'SendMSG (SendMSG)': 0.46291980759510487, 't_update (t_update)': 0.46291980759510487, 'WORDIN (update_on)': 1.0, 'Year t (Year_t)': 741.9600732177612, 'CH (CH)': 1.0, 'СО1 (CO1)': 1.0, 'СО2 (CO2)': 1.0, 'Fire (Fire)': 1.0, 'Door (Door)': 1.0, 'Давление ГВС (PE_GVS)': 0.23125921033839222, 'Давление отопления (PE_OT)': 0.1856747276107303, 'Давление котлового контура (PE_KK)': 1.0701359757107582, 'Задание температуры ГВС (TE_GVS_out)': 21.67039991875759, 'Задание температуры котлового контура (TE_KK_OUT)': 1.3578798643258954, 'Задание температуры отопления (TE_OT_out)': 1.7639079017990134, 'Клапан ГВС закрыт (VLV_GVS_ZSC)': 0.4561363538065004, 'Клапан ГВС открыт (VLV_GVS_ZSO)': 0.24206145913796356, 'Клапан ОТ закрыт (VLV_OT_ZSC)': 1.0, 'Клапан ОТ открыт (VLV_OT_ZSO)': 1.0, 'Температура ГВС (TE_GVS)': 1.7274658965631806, 'Температура отопления (TE_OT)': 2.132950333897671, 'Температура котлового контура (TE_KK)': 2.687197115900499, 'Уличная температура (UL_TE)': 1.2220793871047868, 'miss_all': 0.3926297998397756, 'miss_Температура контура 1 (TE_KK1)': 0.386598188979491, 'miss_Температура контура 2 (TE_KK2)': 0.386598188979491, 'miss_Температура контура 3 (TE_KK3)': 0.386598188979491, 'miss_Уличная 1 (TE_UL1)': 0.386598188979491, 'miss_Уличная 2 (TE_UL2)': 0.386598188979491, 'miss_Уличная 3 (TE_UL3)': 0.386598188979491, 'miss_Температура отопления 1 (TE_OT1)': 0.386598188979491, 'miss_Температура отопления 2 (TE_OT2)': 0.386598188979491, 'miss_Температура отопления 3 (TE_OT3)': 0.386598188979491, 'miss_Уличная 1 (TE_U1)': 0.386598188979491, 'miss_Уличная 2 (TE_U2)': 0.386598188979491, 'miss_Уличная 3 (TE_U3)': 0.386598188979491, 'miss_BB wordin (BB_Wordin)': 0.386598188979491, 'miss_Котёл 2 wordout (Boiler2_WORDOUT)': 0.3926297998397756, 'miss_Boiler 1 NSP (Boiler1_NSP)': 0.3926297998397756, 'miss_Котёл 2 наработка, ч (Boiler2_NKSH)': 0.3926297998397756, 'miss_Boiler 2 NSP (Boiler2_NSP)': 0.3926297998397756, 'miss_Boiler Block Wordout (BB_WORDOUT)': 0.3926297998397756, 'miss_Котёл 1 wordin (Boiler1_WORDIN)': 0.386598188979491, 'miss_Котёл 1 wordout (Boiler1_WORDOUT)': 0.3926297998397756, 'miss_Котёл 1 наработка, ч (Boiler1_NKSH)': 0.3926297998397756, 'miss_Котёл 1 наработка переключения, ч (Boiler1_NKSH_R)': 0.3926297998397756, 'miss_Котёл 2 wordin (Boiler2_WORDIN)': 0.386598188979491, 'miss_Котёл 2 наработка переключения, ч (Boiler2_NKSH_R)': 0.3926297998397756, 'miss_Котел 1 Авария (Boiler1_NAC)': 0.3926297998397756, 'miss_Котел 1 в работе (Boiler1_RUN)': 0.3926297998397756, 'miss_Котел 1 горелка горит (Boiler1_NSR)': 0.3926297998397756, 'miss_Котел 1 дист (Boiler1_DIST)': 0.3926297998397756, 'miss_Котел 2 Авария (Boiler2_NAC)': 0.3926297998397756, 'miss_Котел 2 в работе (Boiler2_RUN)': 0.3926297998397756, 'miss_Котел 2 горелка горит (Boiler2_NSR)': 0.3926297998397756, 'miss_Котел 2 дист (Boiler2_DIST)': 0.3926297998397756, 'miss_PMP_BLOCK_GVS_WORDIN (PMP_BLOCK_GVS_WORDIN)': 0.386598188979491, 'miss_PMP_BLOCK_GVS_WORDOUT (PMP_BLOCK_GVS_WORDOU)': 0.3926297998397756, 'miss_PMP_BLOCK_OT_WORDIN (PMP_BLOCK_OT_WORDIN)': 0.386598188979491, 'miss_PMP_BLOCK_OT_WORDOUT (PMP_BLOCK_OT_WORDOUT)': 0.3926297998397756, 'miss_Насос ГВС1 - Авария (PMP_GVS1_NAC)': 0.3926297998397756, 'miss_Насос ГВС1 - Авария останова (PMP_GVS1_NA_STOP)': 0.3926297998397756, 'miss_Насос ГВС1 - Авария перепада (PMP_GVS1_NA_dP)': 0.3926297998397756, 'miss_Насос ГВС1 - Авария старта (PMP_GVS1_NA_START)': 0.3926297998397756, 'miss_Насос ГВС1 - Наработка (PUMP_GVS1_NKSH)': 0.3926297998397756, 'miss_Насос ГВС1 - Наработка переключения (PUMP_GVS1_NKSH_R)': 0.3926297998397756, 'miss_Насос ГВС1 - Работа (PMP_GVS1_NSR)': 0.3926297998397756, 'miss_Насос ГВС2 - Авария (PMP_GVS2_NAC)': 0.3926297998397756, 'miss_Насос ГВС2 - Авария останова (PMP_GVS2_NA_STOP)': 0.3926297998397756, 'miss_Насос ГВС2 - Авария перепада (PMP_GVS2_NA_dP)': 0.3926297998397756, 'miss_Насос ГВС2 - Авария старта (PMP_GVS2_NA_START)': 0.3926297998397756, 'miss_Насос ГВС2 - Наработка (PUMP_GVS2_NKSH)': 0.3926297998397756, 'miss_Насос ГВС2 - Наработка переключения (PUMP_GVS2_NKSH_R)': 0.3926297998397756, 'miss_Насос ГВС2 - Работа (PMP_GVS2_NSR)': 0.3926297998397756, 'miss_Насос котла 1 - Авария (PMP_K1_NAC)': 0.3926297998397756, 'miss_Насос котла 1 - Работа (PMP_K1_NSR)': 0.3926297998397756, 'miss_Насос котла 2 - Авария (PMP_K2_NAC)': 0.3926297998397756, 'miss_Насос котла 2 - Работа (PMP_K2_NSR)': 0.3926297998397756, 'miss_Насос отопления 1 - Авария (PMP_OT1_NAC)': 0.3926297998397756, 'miss_Насос отопления 1 - Авария останова (PMP_OT1_NA_STOP)': 0.3926297998397756, 'miss_Насос отопления 1 - Авария перепада (PMP_OT1_NA_dP)': 0.3926297998397756, 'miss_Насос отопления 1 - Авария старта (PMP_OT1_NA_START)': 0.3926297998397756, 'miss_Насос отопления 1 - Наработка (PUMP_OT1_NKSH)': 0.3926297998397756, 'miss_Насос отопления 1 - Наработка переключения (PUMP_OT1_NKSH_R)': 0.3926297998397756, 'miss_Насос отопления 1 - Работа (PMP_OT1_NSR)': 0.3926297998397756, 'miss_Насос отопления 2 - Авария (PMP_OT2_NAC)': 0.3926297998397756, 'miss_Насос отопления 2 - Авария останова (PMP_OT2_NA_STOP)': 0.3926297998397756, 'miss_Насос отопления 2 - Авария перепада (PMP_OT2_NA_dP)': 0.3926297998397756, 'miss_Насос отопления 2 - Авария старта (PMP_OT2_NA_START)': 0.3926297998397756, 'miss_Насос отопления 2 - Наработка (PUMP_OT2_NKSH)': 0.3926297998397756, 'miss_Насос отопления 2 - Наработка переключения (PUMP_OT2_NKSH_R)': 0.3926297998397756, 'miss_Насос отопления 2 - Работа (PMP_OT2_NSR)': 0.3926297998397756, 'miss_Day t (Day_t)': 0.3926297998397756, 'miss_Hour t (Hour_t)': 0.3926297998397756, 'miss_MAIN_WORDIN (MAIN_WORDIN)': 0.3872801795857877, 'miss_Minute t (Minute_t)': 0.3926297998397756, 'miss_Month t (Month_t)': 0.3926297998397756, 'miss_SendMSG (SendMSG)': 0.3926297998397756, 'miss_t_update (t_update)': 0.3926297998397756, 'miss_WORDIN (update_on)': 0.386598188979491, 'miss_Year t (Year_t)': 0.3926297998397756, 'miss_CH (CH)': 0.3926297998397756, 'miss_СО1 (CO1)': 0.3926297998397756, 'miss_СО2 (CO2)': 0.3926297998397756, 'miss_Fire (Fire)': 0.3926297998397756, 'miss_Door (Door)': 0.3926297998397756, 'miss_Давление ГВС (PE_GVS)': 0.3926297998397756, 'miss_Давление отопления (PE_OT)': 0.3926297998397756, 'miss_Давление котлового контура (PE_KK)': 0.3926297998397756, 'miss_Задание температуры ГВС (TE_GVS_out)': 0.3926297998397756, 'miss_Задание температуры котлового контура (TE_KK_OUT)': 0.3926297998397756, 'miss_Задание температуры отопления (TE_OT_out)': 0.3926297998397756, 'miss_Клапан ГВС закрыт (VLV_GVS_ZSC)': 0.3926297998397756, 'miss_Клапан ГВС открыт (VLV_GVS_ZSO)': 0.3926297998397756, 'miss_Клапан ОТ закрыт (VLV_OT_ZSC)': 0.3926297998397756, 'miss_Клапан ОТ открыт (VLV_OT_ZSO)': 0.3926297998397756, 'miss_Температура ГВС (TE_GVS)': 0.3926297998397756, 'miss_Температура отопления (TE_OT)': 0.3926297998397756, 'miss_Температура котлового контура (TE_KK)': 0.3926297998397756, 'miss_Уличная температура (UL_TE)': 0.3926297998397756})", "enable_threshold": true, "enable_calibrator": true, "threshold": "AggregateAlarms(abs_score=True, alm_suppress_minutes=120, alm_threshold=2.5, alm_window_minutes=60, min_alm_in_window=2)", "dim": 193, "calibrator": "AnomScoreCalibrator(abs_score=True, anchors=[(0.019734165689442307, 0.0), (0.2543967612972013, 0.5), (0.31419031457683094, 1.0), (0.3413217615294008, 1.5), (0.38057443490799137, 2.0), (1.8820206336677074, 4.11737081081993), (3.764041267335415, 5.11737081081993)], max_score=1000)"}
DAGMM_base_miss | 5.18 | 0 | 0 | 0 | 0 | 0 | 0 | 0 | 0 | 0 |  |  | 0 | 3 | 0 | 0.95, +, 1 | 168.71 | 44.88 | {"gmm_k": 4, "hidden_size": 16, "lambda_energy": 0.05, "lambda_cov_diag": 0.005, "num_epochs": 80, "batch_size": 128, "lr": 0.001, "_transform": "Identity()", "normalize": "Identity()", "enable_calibrator": false, "enable_threshold": false, "sequence_len": 32, "threshold": "AggregateAlarms(abs_score=True, alm_suppress_minutes=120, alm_threshold=2.5, alm_window_minutes=60, min_alm_in_window=2)", "dim": 193, "calibrator": "AnomScoreCalibrator(abs_score=True, anchors=None, max_score=1000)"}
DAGMM1_miss | 14.43 | 9.97 | 0 | 0 | 0 | 0 | 0 | 0 | 0 | 0 |  |  | 0 | 3 | 0 | 0.95, +, 1 | 166.85 | 45.13 | {"gmm_k": 4, "hidden_size": 16, "lambda_energy": 0.05, "lambda_cov_diag": 0.001, "num_epochs": 80, "batch_size": 128, "lr": 0.001, "_transform": "Identity()", "normalize": "Identity()", "enable_calibrator": false, "enable_threshold": false, "sequence_len": 32, "threshold": "AggregateAlarms(abs_score=True, alm_suppress_minutes=120, alm_threshold=2.5, alm_window_minutes=60, min_alm_in_window=2)", "dim": 193, "calibrator": "AnomScoreCalibrator(abs_score=True, anchors=None, max_score=1000)"}
DAGMM2_miss | 4.98 | 0 | 0 | 0 | 0 | 0 | 0 | 0 | 0 | 0 |  |  | 0 | 3 | 0 | 0.95, +, 1 | 194.78 | 83.55 | {"gmm_k": 6, "hidden_size": 32, "lambda_energy": 0.03, "lambda_cov_diag": 0.001, "num_epochs": 80, "batch_size": 128, "lr": 0.001, "_transform": "Identity()", "normalize": "Identity()", "enable_calibrator": false, "enable_threshold": false, "sequence_len": 32, "threshold": "AggregateAlarms(abs_score=True, alm_suppress_minutes=120, alm_threshold=2.5, alm_window_minutes=60, min_alm_in_window=2)", "dim": 193, "calibrator": "AnomScoreCalibrator(abs_score=True, anchors=None, max_score=1000)"}
DAGMM3_miss | 29.82 | 28.13 | 26.97 | 18.47 | 21.93 | 18.75 | 57 | 0 | 0 | 0 |  |  | 0.48 | 3 | 2 | 0.95, -, 1 | 196.59 | 83.25 | {"gmm_k": 6, "hidden_size": 32, "lambda_energy": 0.05, "lambda_cov_diag": 0.001, "num_epochs": 80, "batch_size": 128, "lr": 0.001, "_transform": "Identity()", "normalize": "Identity()", "enable_calibrator": false, "enable_threshold": false, "sequence_len": 32, "threshold": "AggregateAlarms(abs_score=True, alm_suppress_minutes=120, alm_threshold=2.5, alm_window_minutes=60, min_alm_in_window=2)", "dim": 193, "calibrator": "AnomScoreCalibrator(abs_score=True, anchors=None, max_score=1000)"}
USAD_base_miss | 3.04 | 0 | 0 | 0 | 0 | 0 | 0 | 0 | 0 | 0 |  |  | 0.48 | 3 | 2 | 0.95, +, 1 | 239.86 | 1.37 | {"epochs": 80, "prt_steps": 10, "device": "cuda", "verbose": 1, "random_state": 42, "seq_len": 32}
TranAD_base_miss | 3.07 | 0 | 0 | 0 | 0 | 0 | 0 | 0 | 0 | 0 |  |  | 0.48 | 3 | 2 | 0.95, +, 1 | 164.31 | 2 | {"epochs": 80, "prt_steps": 20, "device": "cuda", "verbose": 1, "random_state": 42, "seq_len": 32}
DeepIFTS_base_miss | 3.17 | 0 | 0 | 0 | 0 | 0 | 0 | 0 | 0 | 0 |  |  | 0.48 | 3 | 2 | 0.95, +, 1 | 26.28 | 23.18 | {"epochs": 80, "prt_steps": 20, "device": "cuda", "verbose": 1, "random_state": 42, "seq_len": 32}
TcnED_base_miss | 3.16 | 0 | 0 | 0 | 0 | 0 | 0 | 0 | 0 | 0 |  |  | 0.48 | 3 | 2 | 0.95, +, 1 | 101.47 | 1.28 | {"epochs": 80, "lr": 0.001, "prt_steps": 20, "device": "cuda", "verbose": 1, "random_state": 42, "seq_len": 32}
Anomaly_transformer_base_miss | 3.05 | 0 | 0 | 0 | 0 | 0 | 0 | 0 | 0 | 0 |  |  | 0.48 | 3 | 2 | 0.95, +, 1 | 63.96 | 2.19 | {"epochs": 80, "prt_steps": 20, "device": "cuda", "verbose": 1, "random_state": 42, "seq_len": 32}
DeepSVDD_transformer1 | 39.43 | 42.25 | 14.47 | 40.37 |  | 13.82 | 42 | 33.33 | 100 | 50 | 7 | 7 | 0.24 | 3 | 1 | 0.98, +, 1 | 65.4 | 1.77 | {"hidden_dims": 64, "stride": 1, "lr": 0.001, "epochs": 80, "prt_steps": 20, "device": "cuda", "verbose": 1, "random_state": 42, "seq_len": 32}
DeepSVDD_Transformer_miss | 13.12 | 33.68 | 17.11 | 37.41 | 23.48 | 11.84 | 36 | 33.33 | 100 | 50 | 30 | 30 | 0.24 | 3 | 1 | 0.95, +, 1 | 7.3 | 1.04 | {"network": "Transformer", "epochs": 80, "prt_steps": 20, "device": "cuda", "verbose": 1, "random_state": 42, "seq_len": 32}
DeepSVDD_GRU_miss | 3.27 | 0 | 0 | 0 | 0 | 0 | 0 | 0 | 0 | 0 |  |  | 0.48 | 3 | 2 | 0.95, +, 1 | 3.86 | 0.66 | {"network": "GRU", "epochs": 80, "prt_steps": 20, "device": "cuda", "verbose": 1, "random_state": 42, "seq_len": 32}
DeepSVDD_TCN_miss | 11.82 | 20.09 | 10.53 | 56.14 | 17.73 | 13.82 | 42 | 33.33 | 100 | 50 | 0 | 0 | 0.24 | 3 | 1 | 0.95, +, 1 | 4.64 | 0.68 | {"network": "TCN", "epochs": 80, "prt_steps": 20, "device": "cuda", "verbose": 1, "random_state": 42, "seq_len": 32}
DeepSVDD_LSTM_miss | 2.98 | 0 | 0.99 | 0.07 | 0.13 | 0 | 0 | 0 | 0 | 0 |  |  | 0.71 | 3 | 3 | 0.95, +, 1 | 4.38 | 0.7 | {"network": "LSTM", "epochs": 80, "prt_steps": 20, "device": "cuda", "verbose": 1, "random_state": 42, "seq_len": 32}
DeepSVDD_Transformer_epoch200 | 12.88 | 31.3 | 0 | 0 | 0 | 9.87 | 30 | 0 | 0 | 0 |  |  | 0 | 3 | 0 | 0.95, +, 1 | 15.7 | 0.83 | {"network": "Transformer", "epochs": 200, "prt_steps": 20, "device": "cuda", "verbose": 1, "random_state": 42, "seq_len": 32}
DeepSVDD_GRU_epoch200 | 3.29 | 0 | 0 | 0 | 0 | 0 | 0 | 0 | 0 | 0 |  |  | 0.48 | 3 | 2 | 0.95, +, 1 | 8.77 | 0.52 | {"network": "GRU", "epochs": 200, "prt_steps": 20, "device": "cuda", "verbose": 1, "random_state": 42, "seq_len": 32}
DeepSVDD_TCN_epoch200 | 13.96 | 25.24 | 18.75 | 60.64 | 28.64 | 18.75 | 57 | 33.33 | 50 | 40 | 0 | 0 | 0.48 | 3 | 2 | 0.95, +, 1 | 11.19 | 0.69 | {"network": "TCN", "epochs": 200, "prt_steps": 20, "device": "cuda", "verbose": 1, "random_state": 42, "seq_len": 32}
DeepSVDD_LSTM_epoch200 | 3.22 | 0 | 0 | 0 | 0 | 0 | 0 | 0 | 0 | 0 |  |  | 0.48 | 3 | 2 | 0.95, +, 1 | 10.33 | 0.56 | {"network": "LSTM", "epochs": 200, "prt_steps": 20, "device": "cuda", "verbose": 1, "random_state": 42, "seq_len": 32}
DeepSVDD_Transformer_1 | 23.41 | 39.63 | 46.38 | 3.09 | 5.79 | 16.12 | 49 | 100 | 42.86 | 60 | 25.67 | 29 | 1.66 | 3 | 7 | 0.95, +, 1 | 57.88 | 1.16 | {"network": "Transformer", "hidden_dims": 64, "stride": 1, "lr": 0.001, "epochs": 80, "prt_steps": 20, "device": "cuda", "verbose": 1, "random_state": 42, "seq_len": 32}
DeepSVDD_GRU_1 | 2.91 | 0 | 0 | 0 | 0 | 0 | 0 | 0 | 0 | 0 |  |  | 0 | 3 | 0 | 0.95, +, 1 | 41.04 | 1.18 | {"network": "GRU", "hidden_dims": 64, "stride": 1, "lr": 0.001, "epochs": 80, "prt_steps": 20, "device": "cuda", "verbose": 1, "random_state": 42, "seq_len": 32}
DeepSVDD_TCN_1 | 3.5 | 9.4 | 0 | 0 | 0 | 1.97 | 6 | 0 | 0 | 0 |  |  | 0 | 3 | 0 | 0.95, +, 1 | 41.08 | 0.83 | {"network": "TCN", "hidden_dims": 64, "stride": 1, "lr": 0.001, "epochs": 80, "prt_steps": 20, "device": "cuda", "verbose": 1, "random_state": 42, "seq_len": 32}
DeepSVDD_LSTM_1 | 20.63 | 27.7 | 0 | 0 | 0 | 0 | 0 | 0 | 0 | 0 |  |  | 0 | 3 | 0 | 0.95, +, 1 | 36.36 | 0.88 | {"network": "LSTM", "hidden_dims": 64, "stride": 1, "lr": 0.001, "epochs": 80, "prt_steps": 20, "device": "cuda", "verbose": 1, "random_state": 42, "seq_len": 32}
Ensemble_Merlion | 3.01 | 0 | 81.25 | 4.58 | 8.67 | 0 | 0 | 33.33 | 25 | 28.57 | 49 | 49 | 0.95 | 3 | 4 | 0.95, +, 1 | 184.22 | 86.58
DeepSVDD_Transformer_epoch200_1 | 7.77 | 0.6 | 0.33 | 0.85 | 0.48 | 0.33 | 1 | 0 | 0 | 0 |  |  | 0 | 3 | 0 | 0.95, +, 1 | 140.26 | 0.72 | {"network": "Transformer", "hidden_dims": 64, "stride": 1, "lr": 0.001, "epochs": 200, "prt_steps": 20, "device": "cuda", "verbose": 1, "random_state": 42, "seq_len": 32}
DeepSVDD_GRU_epoch200_1 | 2.73 | 0 | 0 | 0 | 0 | 0 | 0 | 0 | 0 | 0 |  |  | 0 | 3 | 0 | 0.95, +, 1 | 89.01 | 0.8 | {"network": "GRU", "hidden_dims": 64, "stride": 1, "lr": 0.001, "epochs": 200, "prt_steps": 20, "device": "cuda", "verbose": 1, "random_state": 42, "seq_len": 32}
DeepSVDD_TCN_epoch200_1 | 2.78 | 0 | 0 | 0 | 0 | 0 | 0 | 0 | 0 | 0 |  |  | 0 | 3 | 0 | 0.95, +, 1 | 99.6 | 0.73 | {"network": "TCN", "hidden_dims": 64, "stride": 1, "lr": 0.001, "epochs": 200, "prt_steps": 20, "device": "cuda", "verbose": 1, "random_state": 42, "seq_len": 32}
DeepSVDD_LSTM_epoch200_1 | 8.31 | 27.24 | 0 | 0 | 0 | 0 | 0 | 0 | 0 | 0 |  |  | 0 | 3 | 0 | 0.95, +, 1 | 91.78 | 0.77 | {"network": "LSTM", "hidden_dims": 64, "stride": 1, "lr": 0.001, "epochs": 200, "prt_steps": 20, "device": "cuda", "verbose": 1, "random_state": 42, "seq_len": 32}
DeepSVDD_Transformer_2 | 29.76 | 39.18 | 17.11 | 19.26 | 18.12 | 8.55 | 26 | 33.33 | 50 | 40 | 25 | 25 | 0.48 | 3 | 2 | 0.95, +, 1 | 65.79 | 1.13 | {"network": "Transformer", "hidden_dims": 64, "rep_dim": 32, "stride": 1, "lr": 0.001, "epochs": 80, "prt_steps": 20, "device": "cuda", "verbose": 1, "random_state": 42, "seq_len": 32}
DeepSVDD_GRU_2 | 2.88 | 0 | 0 | 0 | 0 | 0 | 0 | 0 | 0 | 0 |  |  | 0 | 3 | 0 | 0.95, +, 1 | 35.7 | 0.99 | {"network": "GRU", "hidden_dims": 64, "rep_dim": 32, "stride": 1, "lr": 0.001, "epochs": 80, "prt_steps": 20, "device": "cuda", "verbose": 1, "random_state": 42, "seq_len": 32}
DeepSVDD_TCN_2 | 2.89 | 1.77 | 0 | 0 | 0 | 0 | 0 | 0 | 0 | 0 |  |  | 0 | 3 | 0 | 0.95, +, 1 | 38.94 | 0.74 | {"network": "TCN", "hidden_dims": 64, "rep_dim": 32, "stride": 1, "lr": 0.001, "epochs": 80, "prt_steps": 20, "device": "cuda", "verbose": 1, "random_state": 42, "seq_len": 32}
DeepSVDD_LSTM_2 | 2.85 | 0 | 0 | 0 | 0 | 0 | 0 | 0 | 0 | 0 |  |  | 0 | 3 | 0 | 0.95, +, 1 | 37.12 | 0.89 | {"network": "LSTM", "hidden_dims": 64, "rep_dim": 32, "stride": 1, "lr": 0.001, "epochs": 80, "prt_steps": 20, "device": "cuda", "verbose": 1, "random_state": 42, "seq_len": 32}

## 3
| PR-AUC | F1@FPR5% | Recall | Precision | F1_anom | Recall@100 | Precision@100 | Event Recall | Event Precision | F1 event | TTD mean | TTD median | Alerts per day | n true events | n pred events | threshold | train time sec | inference time sec | model params
AutoEncoder_Merlion_base_scaled | 52.92 | 40.31 | 75.27 | 40.22 | 52.43 | 1.31 | 52 | 0 | 57.14 | 0 |  |  | 1.02 | 3 | 7 | 0.95, +, 1 | 25.4 | 0.6 | {"num_epochs": 80, "lr": 0.001, "batch_size": 512, "sequence_len": 48, "layer_sizes": [25, 10, 5], "hidden_size": 5, "_transform": "Identity()", "normalize": "MeanVarNormalize(bias={'ВоздухУст-1 (UID1073741936)': 15.368371212121213, 'ВоздухУст-2 (UID1073741937)': 17.377777777777776, 'ВоздухУст-3 (UID1073741938)': 17.732608375420874, 'Воздух-1 (UID1073741837)': 15.504814183501683, 'Воздух-2 (UID1073741858)': 17.651379419191922, 'Воздух-3 (UID1073741859)': 17.913645833333334, 'ПодЦель-1 (UID1073741882)': 32.92326399410774, 'ПодЦель-2 (UID1073741883)': 38.91929187710437, 'ПодЦель-3 (UID1073741884)': 41.68964835858586, 'Подача-1 (UID1073741836)': 32.73661963383838, 'Подача-2 (UID1073741856)': 39.13099421296297, 'Подача-3 (UID1073741857)': 41.705022306397304, 'Кран-1% (UID1073741835)': 25.168082807239056, 'Кран-2% (UID1073741854)': 25.350041245791246, 'Кран-3% (UID1073741855)': 25.650199810606058, 'miss_all': 0.00012626262626262626, 'miss_ВоздухУст-1 (UID1073741936)': 0.00012626262626262626, 'miss_ВоздухУст-2 (UID1073741937)': 0.00012626262626262626, 'miss_ВоздухУст-3 (UID1073741938)': 0.00012626262626262626, 'miss_Воздух-1 (UID1073741837)': 0.00012626262626262626, 'miss_Воздух-2 (UID1073741858)': 0.00012626262626262626, 'miss_Воздух-3 (UID1073741859)': 0.00012626262626262626, 'miss_ПодЦель-1 (UID1073741882)': 0.00012626262626262626, 'miss_ПодЦель-2 (UID1073741883)': 0.00012626262626262626, 'miss_ПодЦель-3 (UID1073741884)': 0.00012626262626262626, 'miss_Подача-1 (UID1073741836)': 0.00012626262626262626, 'miss_Подача-2 (UID1073741856)': 0.00012626262626262626, 'miss_Подача-3 (UID1073741857)': 0.00012626262626262626, 'miss_Кран-1% (UID1073741835)': 0.00012626262626262626, 'miss_Кран-2% (UID1073741854)': 0.00012626262626262626, 'miss_Кран-3% (UID1073741855)': 0.00012626262626262626}, normalize_bias=True, normalize_scale=True, scale={'ВоздухУст-1 (UID1073741936)': 0.9240424328769306, 'ВоздухУст-2 (UID1073741937)': 1.6249082681524558, 'ВоздухУст-3 (UID1073741938)': 1.4870996873032925, 'Воздух-1 (UID1073741837)': 1.0315988634743154, 'Воздух-2 (UID1073741858)': 1.3807350281494513, 'Воздух-3 (UID1073741859)': 1.1460878909253096, 'ПодЦель-1 (UID1073741882)': 12.09576872985716, 'ПодЦель-2 (UID1073741883)': 17.874923328163522, 'ПодЦель-3 (UID1073741884)': 20.530166364493724, 'Подача-1 (UID1073741836)': 11.942197094318502, 'Подача-2 (UID1073741856)': 17.984780893103945, 'Подача-3 (UID1073741857)': 20.712390143121954, 'Кран-1% (UID1073741835)': 12.698474316222836, 'Кран-2% (UID1073741854)': 13.894731365186612, 'Кран-3% (UID1073741855)': 11.719978105471236, 'miss_all': 0.011235954966616566, 'miss_ВоздухУст-1 (UID1073741936)': 0.011235954966616566, 'miss_ВоздухУст-2 (UID1073741937)': 0.011235954966616566, 'miss_ВоздухУст-3 (UID1073741938)': 0.011235954966616566, 'miss_Воздух-1 (UID1073741837)': 0.011235954966616566, 'miss_Воздух-2 (UID1073741858)': 0.011235954966616566, 'miss_Воздух-3 (UID1073741859)': 0.011235954966616566, 'miss_ПодЦель-1 (UID1073741882)': 0.011235954966616566, 'miss_ПодЦель-2 (UID1073741883)': 0.011235954966616566, 'miss_ПодЦель-3 (UID1073741884)': 0.011235954966616566, 'miss_Подача-1 (UID1073741836)': 0.011235954966616566, 'miss_Подача-2 (UID1073741856)': 0.011235954966616566, 'miss_Подача-3 (UID1073741857)': 0.011235954966616566, 'miss_Кран-1% (UID1073741835)': 0.011235954966616566, 'miss_Кран-2% (UID1073741854)': 0.011235954966616566, 'miss_Кран-3% (UID1073741855)': 0.011235954966616566})", "enable_threshold": true, "enable_calibrator": true, "threshold": "AggregateAlarms(abs_score=True, alm_suppress_minutes=120, alm_threshold=2.5, alm_window_minutes=60, min_alm_in_window=2)", "dim": 31, "calibrator": "AnomScoreCalibrator(abs_score=True, anchors=[(4.083772659301758, 0.0), (6.972109695835122, 0.5), (9.622825079522581, 1.0), (12.691087599865122, 1.5), (17.316642839993683, 2.0), (355.60760498046875, 4.237250638045494), (711.2152099609375, 5.237250638045494)], max_score=1000)"}
AutoEncoder_Merlion_miss | 47.44 | 23.52 | 57.32 | 39.02 | 46.43 | 2.52 | 100 | 33.33 | 52.38 | 40.74 | 68 | 68 | 3.06 | 3 | 21 | 0.95, +, 1 | 34.31 | 0.64 | {"hidden_size": 16, "layer_sizes": [64, 32, 16], "num_epochs": 80, "batch_size": 128, "learning_rate": 0.001, "_transform": "Identity()", "normalize": "Identity()", "enable_calibrator": false, "enable_threshold": false, "lr": 0.001, "sequence_len": 48, "threshold": "AggregateAlarms(abs_score=True, alm_suppress_minutes=120, alm_threshold=2.5, alm_window_minutes=60, min_alm_in_window=2)", "dim": 31, "calibrator": "AnomScoreCalibrator(abs_score=True, anchors=None, max_score=1000)"}
AutoEncoder_Merlion_scaled | 49.02 | 4.7 | 83.85 | 41.25 | 55.29 | 1.06 | 42 | 0 | 57.14 | 0 |  |  | 1.02 | 3 | 7 | 0.95, +, 1 | 35.05 | 0.64 | {"hidden_size": 16, "layer_sizes": [64, 32, 16], "num_epochs": 80, "batch_size": 128, "lr": 0.001, "sequence_len": 48, "_transform": "Identity()", "normalize": "MeanVarNormalize(bias={'ВоздухУст-1 (UID1073741936)': 15.368371212121213, 'ВоздухУст-2 (UID1073741937)': 17.377777777777776, 'ВоздухУст-3 (UID1073741938)': 17.732608375420874, 'Воздух-1 (UID1073741837)': 15.504814183501683, 'Воздух-2 (UID1073741858)': 17.651379419191922, 'Воздух-3 (UID1073741859)': 17.913645833333334, 'ПодЦель-1 (UID1073741882)': 32.92326399410774, 'ПодЦель-2 (UID1073741883)': 38.91929187710437, 'ПодЦель-3 (UID1073741884)': 41.68964835858586, 'Подача-1 (UID1073741836)': 32.73661963383838, 'Подача-2 (UID1073741856)': 39.13099421296297, 'Подача-3 (UID1073741857)': 41.705022306397304, 'Кран-1% (UID1073741835)': 25.168082807239056, 'Кран-2% (UID1073741854)': 25.350041245791246, 'Кран-3% (UID1073741855)': 25.650199810606058, 'miss_all': 0.00012626262626262626, 'miss_ВоздухУст-1 (UID1073741936)': 0.00012626262626262626, 'miss_ВоздухУст-2 (UID1073741937)': 0.00012626262626262626, 'miss_ВоздухУст-3 (UID1073741938)': 0.00012626262626262626, 'miss_Воздух-1 (UID1073741837)': 0.00012626262626262626, 'miss_Воздух-2 (UID1073741858)': 0.00012626262626262626, 'miss_Воздух-3 (UID1073741859)': 0.00012626262626262626, 'miss_ПодЦель-1 (UID1073741882)': 0.00012626262626262626, 'miss_ПодЦель-2 (UID1073741883)': 0.00012626262626262626, 'miss_ПодЦель-3 (UID1073741884)': 0.00012626262626262626, 'miss_Подача-1 (UID1073741836)': 0.00012626262626262626, 'miss_Подача-2 (UID1073741856)': 0.00012626262626262626, 'miss_Подача-3 (UID1073741857)': 0.00012626262626262626, 'miss_Кран-1% (UID1073741835)': 0.00012626262626262626, 'miss_Кран-2% (UID1073741854)': 0.00012626262626262626, 'miss_Кран-3% (UID1073741855)': 0.00012626262626262626}, normalize_bias=True, normalize_scale=True, scale={'ВоздухУст-1 (UID1073741936)': 0.9240424328769306, 'ВоздухУст-2 (UID1073741937)': 1.6249082681524558, 'ВоздухУст-3 (UID1073741938)': 1.4870996873032925, 'Воздух-1 (UID1073741837)': 1.0315988634743154, 'Воздух-2 (UID1073741858)': 1.3807350281494513, 'Воздух-3 (UID1073741859)': 1.1460878909253096, 'ПодЦель-1 (UID1073741882)': 12.09576872985716, 'ПодЦель-2 (UID1073741883)': 17.874923328163522, 'ПодЦель-3 (UID1073741884)': 20.530166364493724, 'Подача-1 (UID1073741836)': 11.942197094318502, 'Подача-2 (UID1073741856)': 17.984780893103945, 'Подача-3 (UID1073741857)': 20.712390143121954, 'Кран-1% (UID1073741835)': 12.698474316222836, 'Кран-2% (UID1073741854)': 13.894731365186612, 'Кран-3% (UID1073741855)': 11.719978105471236, 'miss_all': 0.011235954966616566, 'miss_ВоздухУст-1 (UID1073741936)': 0.011235954966616566, 'miss_ВоздухУст-2 (UID1073741937)': 0.011235954966616566, 'miss_ВоздухУст-3 (UID1073741938)': 0.011235954966616566, 'miss_Воздух-1 (UID1073741837)': 0.011235954966616566, 'miss_Воздух-2 (UID1073741858)': 0.011235954966616566, 'miss_Воздух-3 (UID1073741859)': 0.011235954966616566, 'miss_ПодЦель-1 (UID1073741882)': 0.011235954966616566, 'miss_ПодЦель-2 (UID1073741883)': 0.011235954966616566, 'miss_ПодЦель-3 (UID1073741884)': 0.011235954966616566, 'miss_Подача-1 (UID1073741836)': 0.011235954966616566, 'miss_Подача-2 (UID1073741856)': 0.011235954966616566, 'miss_Подача-3 (UID1073741857)': 0.011235954966616566, 'miss_Кран-1% (UID1073741835)': 0.011235954966616566, 'miss_Кран-2% (UID1073741854)': 0.011235954966616566, 'miss_Кран-3% (UID1073741855)': 0.011235954966616566})", "enable_threshold": true, "enable_calibrator": true, "threshold": "AggregateAlarms(abs_score=True, alm_suppress_minutes=120, alm_threshold=2.5, alm_window_minutes=60, min_alm_in_window=2)", "dim": 31, "calibrator": "AnomScoreCalibrator(abs_score=True, anchors=[(2.332258939743042, 0.0), (3.92232174854557, 0.5), (5.283261973714907, 1.0), (6.982168187632395, 1.5), (9.055834144156492, 2.0), (348.3707275390625, 4.237250638045494), (696.741455078125, 5.237250638045494)], max_score=1000)"}
VAE_Merlion | 25.86 | 0 | 0 | 0 | 0 | 0 | 0 | 0 | 0 | 0 |  |  | 0.29 | 3 | 2 | 0.95, +, 1 | 24.6 | 1.4 | {"batch_size": 1024, "decoder_hidden_sizes": [5, 10, 25], "dropout_rate": 0.0, "enable_calibrator": false, "enable_threshold": false, "encoder_hidden_sizes": [25, 10, 5], "kld_weight": 1.0, "latent_size": 5, "lr": 0.001, "normalize": "Identity()", "num_epochs": 80, "num_eval_samples": 10, "sequence_len": 48, "threshold": "AggregateAlarms(abs_score=True, alm_suppress_minutes=120, alm_threshold=2.5, alm_window_minutes=60, min_alm_in_window=2)", "_transform": "Identity()", "dim": 31, "calibrator": "AnomScoreCalibrator(abs_score=True, anchors=None, max_score=1000)"}
VAE_Merlion_scaled | 25.86 | 0 | 0 | 0 | 0 | 0 | 0 | 0 | 0 | 0 |  |  | 0.44 | 3 | 3 | 0.95, +, 1 | 26.66 | 1.66 | {"num_epochs": 80, "lr": 0.001, "batch_size": 1024, "num_eval_samples": 10, "dropout_rate": 0.0, "kld_weight": 1.0, "sequence_len": 48, "latent_size": 5, "decoder_hidden_sizes": [5, 10, 25], "encoder_hidden_sizes": [25, 10, 5], "_transform": "Identity()", "normalize": "MeanVarNormalize(bias={'ВоздухУст-1 (UID1073741936)': 15.368371212121213, 'ВоздухУст-2 (UID1073741937)': 17.377777777777776, 'ВоздухУст-3 (UID1073741938)': 17.732608375420874, 'Воздух-1 (UID1073741837)': 15.504814183501683, 'Воздух-2 (UID1073741858)': 17.651379419191922, 'Воздух-3 (UID1073741859)': 17.913645833333334, 'ПодЦель-1 (UID1073741882)': 32.92326399410774, 'ПодЦель-2 (UID1073741883)': 38.91929187710437, 'ПодЦель-3 (UID1073741884)': 41.68964835858586, 'Подача-1 (UID1073741836)': 32.73661963383838, 'Подача-2 (UID1073741856)': 39.13099421296297, 'Подача-3 (UID1073741857)': 41.705022306397304, 'Кран-1% (UID1073741835)': 25.168082807239056, 'Кран-2% (UID1073741854)': 25.350041245791246, 'Кран-3% (UID1073741855)': 25.650199810606058, 'miss_all': 0.00012626262626262626, 'miss_ВоздухУст-1 (UID1073741936)': 0.00012626262626262626, 'miss_ВоздухУст-2 (UID1073741937)': 0.00012626262626262626, 'miss_ВоздухУст-3 (UID1073741938)': 0.00012626262626262626, 'miss_Воздух-1 (UID1073741837)': 0.00012626262626262626, 'miss_Воздух-2 (UID1073741858)': 0.00012626262626262626, 'miss_Воздух-3 (UID1073741859)': 0.00012626262626262626, 'miss_ПодЦель-1 (UID1073741882)': 0.00012626262626262626, 'miss_ПодЦель-2 (UID1073741883)': 0.00012626262626262626, 'miss_ПодЦель-3 (UID1073741884)': 0.00012626262626262626, 'miss_Подача-1 (UID1073741836)': 0.00012626262626262626, 'miss_Подача-2 (UID1073741856)': 0.00012626262626262626, 'miss_Подача-3 (UID1073741857)': 0.00012626262626262626, 'miss_Кран-1% (UID1073741835)': 0.00012626262626262626, 'miss_Кран-2% (UID1073741854)': 0.00012626262626262626, 'miss_Кран-3% (UID1073741855)': 0.00012626262626262626}, normalize_bias=True, normalize_scale=True, scale={'ВоздухУст-1 (UID1073741936)': 0.9240424328769306, 'ВоздухУст-2 (UID1073741937)': 1.6249082681524558, 'ВоздухУст-3 (UID1073741938)': 1.4870996873032925, 'Воздух-1 (UID1073741837)': 1.0315988634743154, 'Воздух-2 (UID1073741858)': 1.3807350281494513, 'Воздух-3 (UID1073741859)': 1.1460878909253096, 'ПодЦель-1 (UID1073741882)': 12.09576872985716, 'ПодЦель-2 (UID1073741883)': 17.874923328163522, 'ПодЦель-3 (UID1073741884)': 20.530166364493724, 'Подача-1 (UID1073741836)': 11.942197094318502, 'Подача-2 (UID1073741856)': 17.984780893103945, 'Подача-3 (UID1073741857)': 20.712390143121954, 'Кран-1% (UID1073741835)': 12.698474316222836, 'Кран-2% (UID1073741854)': 13.894731365186612, 'Кран-3% (UID1073741855)': 11.719978105471236, 'miss_all': 0.011235954966616566, 'miss_ВоздухУст-1 (UID1073741936)': 0.011235954966616566, 'miss_ВоздухУст-2 (UID1073741937)': 0.011235954966616566, 'miss_ВоздухУст-3 (UID1073741938)': 0.011235954966616566, 'miss_Воздух-1 (UID1073741837)': 0.011235954966616566, 'miss_Воздух-2 (UID1073741858)': 0.011235954966616566, 'miss_Воздух-3 (UID1073741859)': 0.011235954966616566, 'miss_ПодЦель-1 (UID1073741882)': 0.011235954966616566, 'miss_ПодЦель-2 (UID1073741883)': 0.011235954966616566, 'miss_ПодЦель-3 (UID1073741884)': 0.011235954966616566, 'miss_Подача-1 (UID1073741836)': 0.011235954966616566, 'miss_Подача-2 (UID1073741856)': 0.011235954966616566, 'miss_Подача-3 (UID1073741857)': 0.011235954966616566, 'miss_Кран-1% (UID1073741835)': 0.011235954966616566, 'miss_Кран-2% (UID1073741854)': 0.011235954966616566, 'miss_Кран-3% (UID1073741855)': 0.011235954966616566})", "enable_threshold": true, "enable_calibrator": true, "threshold": "AggregateAlarms(abs_score=True, alm_suppress_minutes=120, alm_threshold=2.5, alm_window_minutes=60, min_alm_in_window=2)", "dim": 31, "calibrator": "AnomScoreCalibrator(abs_score=True, anchors=[(389.0068866707102, 0.0), (600.650389003076, 0.5), (688.3968721895238, 1.0), (807.6089027210512, 1.5), (872.1493047171382, 2.0), (1979.122924352432, 4.237250638045494), (3958.245848704864, 5.237250638045494)], max_score=3958.245848704864)"}
LSTM_Merlion | 63.33 | 24.67 | 41.9 | 64.84 | 50.9 | 2.5 | 99 | 66.67 | 87.5 | 75.68 | 11 | 11 | 2.33 | 3 | 16 | 0.95, +, 1 | 97.76 | 1.46 | {"batch_size": 256, "dropout": [0, 0], "enable_calibrator": false, "enable_threshold": false, "hidden_size": 5, "lr": 0.001, "n_layers": [1, 1], "normalize": "Identity()", "num_epochs": 80, "sequence_len": 48, "threshold": "AggregateAlarms(abs_score=True, alm_suppress_minutes=120, alm_threshold=2.5, alm_window_minutes=60, min_alm_in_window=2)", "_transform": "Identity()", "dim": 31, "calibrator": "AnomScoreCalibrator(abs_score=True, anchors=None, max_score=1000)"}
LSTM_Merlion_scaled | 84.85 | 56.86 | 25.57 | 87.18 | 39.54 | 2.5 | 99 | 33.33 | 87.5 | 48.28 | 33 | 33 | 1.17 | 3 | 8 | 0.95, +, 1 | 95.93 | 0.92 | {"num_epochs": 80, "lr": 0.001, "batch_size": 256, "dropout": [0, 0], "n_layers": [1, 1], "sequence_len": 48, "hidden_size": 5, "_transform": "Identity()", "normalize": "MeanVarNormalize(bias={'ВоздухУст-1 (UID1073741936)': 15.368371212121213, 'ВоздухУст-2 (UID1073741937)': 17.377777777777776, 'ВоздухУст-3 (UID1073741938)': 17.732608375420874, 'Воздух-1 (UID1073741837)': 15.504814183501683, 'Воздух-2 (UID1073741858)': 17.651379419191922, 'Воздух-3 (UID1073741859)': 17.913645833333334, 'ПодЦель-1 (UID1073741882)': 32.92326399410774, 'ПодЦель-2 (UID1073741883)': 38.91929187710437, 'ПодЦель-3 (UID1073741884)': 41.68964835858586, 'Подача-1 (UID1073741836)': 32.73661963383838, 'Подача-2 (UID1073741856)': 39.13099421296297, 'Подача-3 (UID1073741857)': 41.705022306397304, 'Кран-1% (UID1073741835)': 25.168082807239056, 'Кран-2% (UID1073741854)': 25.350041245791246, 'Кран-3% (UID1073741855)': 25.650199810606058, 'miss_all': 0.00012626262626262626, 'miss_ВоздухУст-1 (UID1073741936)': 0.00012626262626262626, 'miss_ВоздухУст-2 (UID1073741937)': 0.00012626262626262626, 'miss_ВоздухУст-3 (UID1073741938)': 0.00012626262626262626, 'miss_Воздух-1 (UID1073741837)': 0.00012626262626262626, 'miss_Воздух-2 (UID1073741858)': 0.00012626262626262626, 'miss_Воздух-3 (UID1073741859)': 0.00012626262626262626, 'miss_ПодЦель-1 (UID1073741882)': 0.00012626262626262626, 'miss_ПодЦель-2 (UID1073741883)': 0.00012626262626262626, 'miss_ПодЦель-3 (UID1073741884)': 0.00012626262626262626, 'miss_Подача-1 (UID1073741836)': 0.00012626262626262626, 'miss_Подача-2 (UID1073741856)': 0.00012626262626262626, 'miss_Подача-3 (UID1073741857)': 0.00012626262626262626, 'miss_Кран-1% (UID1073741835)': 0.00012626262626262626, 'miss_Кран-2% (UID1073741854)': 0.00012626262626262626, 'miss_Кран-3% (UID1073741855)': 0.00012626262626262626}, normalize_bias=True, normalize_scale=True, scale={'ВоздухУст-1 (UID1073741936)': 0.9240424328769306, 'ВоздухУст-2 (UID1073741937)': 1.6249082681524558, 'ВоздухУст-3 (UID1073741938)': 1.4870996873032925, 'Воздух-1 (UID1073741837)': 1.0315988634743154, 'Воздух-2 (UID1073741858)': 1.3807350281494513, 'Воздух-3 (UID1073741859)': 1.1460878909253096, 'ПодЦель-1 (UID1073741882)': 12.09576872985716, 'ПодЦель-2 (UID1073741883)': 17.874923328163522, 'ПодЦель-3 (UID1073741884)': 20.530166364493724, 'Подача-1 (UID1073741836)': 11.942197094318502, 'Подача-2 (UID1073741856)': 17.984780893103945, 'Подача-3 (UID1073741857)': 20.712390143121954, 'Кран-1% (UID1073741835)': 12.698474316222836, 'Кран-2% (UID1073741854)': 13.894731365186612, 'Кран-3% (UID1073741855)': 11.719978105471236, 'miss_all': 0.011235954966616566, 'miss_ВоздухУст-1 (UID1073741936)': 0.011235954966616566, 'miss_ВоздухУст-2 (UID1073741937)': 0.011235954966616566, 'miss_ВоздухУст-3 (UID1073741938)': 0.011235954966616566, 'miss_Воздух-1 (UID1073741837)': 0.011235954966616566, 'miss_Воздух-2 (UID1073741858)': 0.011235954966616566, 'miss_Воздух-3 (UID1073741859)': 0.011235954966616566, 'miss_ПодЦель-1 (UID1073741882)': 0.011235954966616566, 'miss_ПодЦель-2 (UID1073741883)': 0.011235954966616566, 'miss_ПодЦель-3 (UID1073741884)': 0.011235954966616566, 'miss_Подача-1 (UID1073741836)': 0.011235954966616566, 'miss_Подача-2 (UID1073741856)': 0.011235954966616566, 'miss_Подача-3 (UID1073741857)': 0.011235954966616566, 'miss_Кран-1% (UID1073741835)': 0.011235954966616566, 'miss_Кран-2% (UID1073741854)': 0.011235954966616566, 'miss_Кран-3% (UID1073741855)': 0.011235954966616566})", "enable_threshold": true, "enable_calibrator": true, "threshold": "AggregateAlarms(abs_score=True, alm_suppress_minutes=120, alm_threshold=2.5, alm_window_minutes=60, min_alm_in_window=2)", "dim": 31, "calibrator": "AnomScoreCalibrator(abs_score=True, anchors=[(0.053739876175920166, 0.0), (0.2626218081956725, 0.5), (0.41666709034253063, 1.0), (0.5013847346737913, 1.5), (0.579535893729964, 2.0), (46.39889852205912, 4.237250638045494), (92.79779704411824, 5.237250638045494)], max_score=1000)"}
DAGMM_base_miss | 51.32 | 2.78 | 0 | 0 | 0 | 0.56 | 22 | 0 | 0 | 0 |  |  | 0 | 3 | 0 | 0.95, +, 1 | 98.69 | 52.29 | {"gmm_k": 4, "hidden_size": 16, "lambda_energy": 0.05, "lambda_cov_diag": 0.005, "num_epochs": 80, "batch_size": 128, "lr": 0.001, "_transform": "Identity()", "normalize": "Identity()", "enable_calibrator": false, "enable_threshold": false, "sequence_len": 48, "threshold": "AggregateAlarms(abs_score=True, alm_suppress_minutes=120, alm_threshold=2.5, alm_window_minutes=60, min_alm_in_window=2)", "dim": 31, "calibrator": "AnomScoreCalibrator(abs_score=True, anchors=None, max_score=1000)"}
DAGMM1_miss | 51.96 | 28.86 | 32.71 | 56.45 | 41.42 | 1.77 | 70 | 33.33 | 66.67 | 44.44 | 34 | 34 | 0.88 | 3 | 6 | 0.95, -, 1 | 93.73 | 52.28 | {"gmm_k": 4, "hidden_size": 16, "lambda_energy": 0.05, "lambda_cov_diag": 0.001, "num_epochs": 80, "batch_size": 128, "lr": 0.001, "_transform": "Identity()", "normalize": "Identity()", "enable_calibrator": false, "enable_threshold": false, "sequence_len": 48, "threshold": "AggregateAlarms(abs_score=True, alm_suppress_minutes=120, alm_threshold=2.5, alm_window_minutes=60, min_alm_in_window=2)", "dim": 31, "calibrator": "AnomScoreCalibrator(abs_score=True, anchors=None, max_score=1000)"}
DAGMM2_miss | 32.4 | 3.42 | 21.83 | 20.44 | 21.11 | 0 | 0 | 33.33 | 58.33 | 42.42 | 96 | 96 | 1.75 | 3 | 12 | 0.95, -, 1 | 136.2 | 108.17 | {"gmm_k": 6, "hidden_size": 32, "lambda_energy": 0.03, "lambda_cov_diag": 0.001, "num_epochs": 80, "batch_size": 128, "lr": 0.001, "_transform": "Identity()", "normalize": "Identity()", "enable_calibrator": false, "enable_threshold": false, "sequence_len": 48, "threshold": "AggregateAlarms(abs_score=True, alm_suppress_minutes=120, alm_threshold=2.5, alm_window_minutes=60, min_alm_in_window=2)", "dim": 31, "calibrator": "AnomScoreCalibrator(abs_score=True, anchors=None, max_score=1000)"}
DAGMM3_miss | 69.02 | 65.78 | 57.02 | 33.65 | 42.32 | 2.52 | 100 | 0 | 42.86 | 0 |  |  | 1.02 | 3 | 7 | 0.95, -, 1 | 140.76 | 109.16 | {"gmm_k": 6, "hidden_size": 32, "lambda_energy": 0.05, "lambda_cov_diag": 0.001, "num_epochs": 80, "batch_size": 128, "lr": 0.001, "_transform": "Identity()", "normalize": "Identity()", "enable_calibrator": false, "enable_threshold": false, "sequence_len": 48, "threshold": "AggregateAlarms(abs_score=True, alm_suppress_minutes=120, alm_threshold=2.5, alm_window_minutes=60, min_alm_in_window=2)", "dim": 31, "calibrator": "AnomScoreCalibrator(abs_score=True, anchors=None, max_score=1000)"}
USAD_base_miss | 30.7 | 5.55 | 1.72 | 67.33 | 3.35 | 1.69 | 67 | 66.67 | 100 | 80 | 49.5 | 49.5 | 0.29 | 3 | 2 | 0.95, +, 1 | 56.15 | 0.62 | {"epochs": 80, "prt_steps": 10, "device": "cuda", "verbose": 1, "random_state": 42, "seq_len": 48}
TranAD_base_miss | 77.22 | 70.64 | 45.03 | 99.89 | 62.07 | 2.5 | 99 | 33.33 | 100 | 50 | 22 | 22 | 1.02 | 3 | 7 | 0.95, +, 1 | 42.28 | 1.08 | {"epochs": 80, "prt_steps": 20, "device": "cuda", "verbose": 1, "random_state": 42, "seq_len": 48}
DeepIFTS_base_miss | 32.26 | 9.02 | 4.59 | 55.66 | 8.49 | 1.94 | 77 | 66.67 | 57.14 | 61.54 | 29 | 29 | 1.02 | 3 | 7 | 0.95, +, 1 | 24.92 | 25.75 | {"epochs": 80, "prt_steps": 20, "device": "cuda", "verbose": 1, "random_state": 42, "seq_len": 48}
TcnED_base_miss | 89.74 | 80.47 | 28.19 | 99.91 | 43.98 | 2.5 | 99 | 33.33 | 100 | 50 | 22 | 22 | 0.44 | 3 | 3 | 0.95, +, 1 | 160.17 | 1.52 | {"epochs": 80, "lr": 0.001, "prt_steps": 20, "device": "cuda", "verbose": 1, "random_state": 42, "seq_len": 48}
Anomaly_transformer_base_miss | 66.09 | 55.03 | 24.38 | 91.22 | 38.48 | 2.37 | 94 | 66.67 | 100 | 80 | 26.5 | 26.5 | 1.9 | 3 | 13 | 0.95, +, 1 | 82.07 | 3.89 | {"epochs": 80, "prt_steps": 20, "device": "cuda", "verbose": 1, "random_state": 42, "seq_len": 48}
DeepSVDD_transformer1 | 75.27 | 59.2 | 60.15 | 83.97 |  | 1.69 | 67 | 66.67 | 66.67 | 66.67 | 44 | 44 | 0.88 | 3 | 6 | 0.8, +, 1 | 107.18 | 1.41 | {"hidden_dims": 64, "stride": 1, "lr": 0.001, "epochs": 80, "prt_steps": 20, "device": "cuda", "verbose": 1, "random_state": 42, "seq_len": 48}
DeepSVDD_Transformer_miss | 89.14 | 81.62 | 68.3 | 91.67 | 78.28 | 2.45 | 97 | 66.67 | 100 | 80 | 45 | 45 | 1.46 | 3 | 10 | 0.95, +, 1 | 11.86 | 1.09 | {"network": "Transformer", "epochs": 80, "prt_steps": 20, "device": "cuda", "verbose": 1, "random_state": 42, "seq_len": 48}
DeepSVDD_GRU_miss | 62.45 | 54.57 | 48.64 | 70.15 | 57.45 | 1.49 | 59 | 66.67 | 87.5 | 75.68 | 36 | 36 | 1.17 | 3 | 8 | 0.95, +, 1 | 5.68 | 0.6 | {"network": "GRU", "epochs": 80, "prt_steps": 20, "device": "cuda", "verbose": 1, "random_state": 42, "seq_len": 48}
DeepSVDD_TCN_miss | 36.67 | 11.6 | 25.77 | 38.41 | 30.85 | 1.09 | 43 | 100 | 70.59 | 82.76 | 64.33 | 62 | 2.48 | 3 | 17 | 0.95, +, 1 | 10.05 | 0.6 | {"network": "TCN", "epochs": 80, "prt_steps": 20, "device": "cuda", "verbose": 1, "random_state": 42, "seq_len": 48}
DeepSVDD_LSTM_miss | 56.54 | 32.34 | 40.28 | 79.96 | 53.58 | 0.5 | 20 | 33.33 | 87.5 | 48.28 | 47 | 47 | 1.17 | 3 | 8 | 0.95, +, 1 | 6.55 | 0.83 | {"network": "LSTM", "epochs": 80, "prt_steps": 20, "device": "cuda", "verbose": 1, "random_state": 42, "seq_len": 48}
DeepSVDD_Transformer_epoch200 | 91.52 | 80.02 | 69.01 | 91.1 | 78.53 | 2.45 | 97 | 100 | 100 | 100 | 40.67 | 32 | 1.46 | 3 | 10 | 0.95, +, 1 | 27.12 | 1.1 | {"network": "Transformer", "epochs": 200, "prt_steps": 20, "device": "cuda", "verbose": 1, "random_state": 42, "seq_len": 48}
DeepSVDD_GRU_epoch200 | 33.79 | 2.32 | 64.44 | 34.06 | 44.57 | 0.15 | 6 | 33.33 | 68.75 | 44.9 | 13 | 13 | 2.33 | 3 | 16 | 0.95, +, 1 | 12.66 | 0.58 | {"network": "GRU", "epochs": 200, "prt_steps": 20, "device": "cuda", "verbose": 1, "random_state": 42, "seq_len": 48}
DeepSVDD_TCN_epoch200 | 34.5 | 10.51 | 21.43 | 38.98 | 27.65 | 0.81 | 32 | 66.67 | 62.5 | 64.52 | 49 | 49 | 1.17 | 3 | 8 | 0.95, +, 1 | 23.57 | 0.62 | {"network": "TCN", "epochs": 200, "prt_steps": 20, "device": "cuda", "verbose": 1, "random_state": 42, "seq_len": 48}
DeepSVDD_LSTM_epoch200 | 56.56 | 19.89 | 38.62 | 73.07 | 50.53 | 0.13 | 5 | 66.67 | 88.89 | 76.19 | 42.5 | 42.5 | 1.31 | 3 | 9 | 0.95, +, 1 | 15.11 | 0.69 | {"network": "LSTM", "epochs": 200, "prt_steps": 20, "device": "cuda", "verbose": 1, "random_state": 42, "seq_len": 48}
DeepSVDD_Transformer_1 | 75.27 | 59.2 | 44.3 | 86.2 | 58.52 | 1.69 | 67 | 66.67 | 84.62 | 74.58 | 60.5 | 60.5 | 1.9 | 3 | 13 | 0.95, +, 1 | 98.51 | 1.07 | {"network": "Transformer", "hidden_dims": 64, "stride": 1, "lr": 0.001, "epochs": 80, "prt_steps": 20, "device": "cuda", "verbose": 1, "random_state": 42, "seq_len": 48}
DeepSVDD_GRU_1 | 32.39 | 12.23 | 9.31 | 8.7 | 9 | 2.45 | 97 | 33.33 | 75 | 46.15 | 21 | 21 | 0.58 | 3 | 4 | 0.95, +, 1 | 26.43 | 0.9 | {"network": "GRU", "hidden_dims": 64, "stride": 1, "lr": 0.001, "epochs": 80, "prt_steps": 20, "device": "cuda", "verbose": 1, "random_state": 42, "seq_len": 48}
DeepSVDD_TCN_1 | 36.45 | 4.34 | 2.37 | 23.62 | 4.31 | 1.99 | 79 | 66.67 | 100 | 80 | 46.5 | 46.5 | 0.44 | 3 | 3 | 0.95, +, 1 | 32.39 | 0.9 | {"network": "TCN", "hidden_dims": 64, "stride": 1, "lr": 0.001, "epochs": 80, "prt_steps": 20, "device": "cuda", "verbose": 1, "random_state": 42, "seq_len": 48}
DeepSVDD_LSTM_1 | 37.24 | 15.82 | 75.49 | 40.17 | 52.44 | 2.45 | 97 | 33.33 | 75 | 46.15 | 21 | 21 | 1.17 | 3 | 8 | 0.95, +, 1 | 24.54 | 0.65 | {"network": "LSTM", "hidden_dims": 64, "stride": 1, "lr": 0.001, "epochs": 80, "prt_steps": 20, "device": "cuda", "verbose": 1, "random_state": 42, "seq_len": 48}
DeepSVDD_Transformer_epoch200_1 | 29.01 | 3.52 | 1.79 | 23.36 | 3.33 | 1.56 | 62 | 0 | 0 | 0 |  |  | 0.29 | 3 | 2 | 0.95, +, 1 | 235.73 | 0.98 | {"network": "Transformer", "hidden_dims": 64, "stride": 1, "lr": 0.001, "epochs": 200, "prt_steps": 20, "device": "cuda", "verbose": 1, "random_state": 42, "seq_len": 48}
DeepSVDD_GRU_epoch200_1 | 31.46 | 2.98 | 5.83 | 33.33 | 9.92 | 1.16 | 46 | 33.33 | 100 | 50 | 32 | 32 | 0.44 | 3 | 3 | 0.95, +, 1 | 60.83 | 0.64 | {"network": "GRU", "hidden_dims": 64, "stride": 1, "lr": 0.001, "epochs": 200, "prt_steps": 20, "device": "cuda", "verbose": 1, "random_state": 42, "seq_len": 48}
DeepSVDD_TCN_epoch200_1 | 23.99 | 1.39 | 26.86 | 15.35 | 19.54 | 0.43 | 17 | 0 | 88.89 | 0 |  |  | 1.31 | 3 | 9 | 0.95, +, 1 | 73.08 | 0.65 | {"network": "TCN", "hidden_dims": 64, "stride": 1, "lr": 0.001, "epochs": 200, "prt_steps": 20, "device": "cuda", "verbose": 1, "random_state": 42, "seq_len": 48}
DeepSVDD_LSTM_epoch200_1 | 67.95 | 34.39 | 53.86 | 78.08 | 63.75 | 2.47 | 98 | 66.67 | 76.92 | 71.43 | 42 | 42 | 1.9 | 3 | 13 | 0.95, +, 1 | 57.48 | 0.62 | {"network": "LSTM", "hidden_dims": 64, "stride": 1, "lr": 0.001, "epochs": 200, "prt_steps": 20, "device": "cuda", "verbose": 1, "random_state": 42, "seq_len": 48}
DeepSVDD_Transformer_2 | 43.48 | 20.61 | 54.54 | 31.75 | 40.14 | 1.14 | 45 | 33.33 | 53.85 | 41.18 | 22 | 22 | 1.9 | 3 | 13 | 0.95, +, 1 | 91.09 | 1.09 | {"network": "Transformer", "hidden_dims": 64, "rep_dim": 32, "stride": 1, "lr": 0.001, "epochs": 80, "prt_steps": 20, "device": "cuda", "verbose": 1, "random_state": 42, "seq_len": 48}
DeepSVDD_GRU_2 | 44.1 | 29.52 | 8.28 | 74.38 | 14.9 | 2.42 | 96 | 66.67 | 66.67 | 66.67 | 26.5 | 26.5 | 0.88 | 3 | 6 | 0.95, +, 1 | 27.51 | 0.58 | {"network": "GRU", "hidden_dims": 64, "rep_dim": 32, "stride": 1, "lr": 0.001, "epochs": 80, "prt_steps": 20, "device": "cuda", "verbose": 1, "random_state": 42, "seq_len": 48}
DeepSVDD_TCN_2 | 75.56 | 34.42 | 39.7 | 76.55 | 52.29 | 2.45 | 97 | 33.33 | 100 | 50 | 32 | 32 | 0.88 | 3 | 6 | 0.95, +, 1 | 31.47 | 0.59 | {"network": "TCN", "hidden_dims": 64, "rep_dim": 32, "stride": 1, "lr": 0.001, "epochs": 80, "prt_steps": 20, "device": "cuda", "verbose": 1, "random_state": 42, "seq_len": 48}
DeepSVDD_LSTM_2 | 31.32 | 9.11 | 22.06 | 17.21 | 19.34 | 2.42 | 96 | 0 | 40 | 0 |  |  | 1.46 | 3 | 10 | 0.95, +, 1 | 27.1 | 0.63 | {"network": "LSTM", "hidden_dims": 64, "rep_dim": 32, "stride": 1, "lr": 0.001, "epochs": 80, "prt_steps": 20, "device": "cuda", "verbose": 1, "random_state": 42, "seq_len": 48}
Ensemble_Merlion | 67.04 | 49.15 | 37.08 | 77.68 | 50.2 | 2.5 | 99 | 66.67 | 69.23 | 67.92 | 18.5 | 18.5 | 1.9 | 3 | 13 | 0.95, +, 1 | 147.55 | 3.25

## 6
| PR-AUC | F1@FPR5% | Recall | Precision | F1_anom | Recall@100 | Precision@100 | Event Recall | Event Precision | F1 event | TTD mean | TTD median | Alerts per day | n true events | n pred events | threshold | train time sec | inference time sec | model params
AutoEncoder_Merlion_base_scaled | 25.13 | 6.03 | 93.53 | 1.39 | 2.74 | 20.59 | 35 | 100 | 0.64 | 1.26 | 1.5 | 1.5 | 23.19 | 8 | 1259 | 0.95, +, 1 | 63.42 | 3.23 | {"num_epochs": 80, "lr": 0.001, "batch_size": 512, "sequence_len": 5, "layer_sizes": [25, 10, 5], "hidden_size": 5, "_transform": "Identity()", "normalize": "MeanVarNormalize(bias={'Измеренная величина 1 (PV1)': 4.922970371642247, 'Выходной сигнал канала 1 (r.out1)': 0.3228339947089947, 'Уставка регулятора 1 (SP1)': 4.996486441798941, 'miss_all': 0.015004960317460318, 'miss_Измеренная величина 1 (PV1)': 0.015004960317460318, 'miss_Выходной сигнал канала 1 (r.out1)': 0.015004960317460318, 'miss_Уставка регулятора 1 (SP1)': 0.013434193121693121}, normalize_bias=True, normalize_scale=True, scale={'Измеренная величина 1 (PV1)': 0.7172227163377419, 'Выходной сигнал канала 1 (r.out1)': 1.7675175130533163, 'Уставка регулятора 1 (SP1)': 0.13249696567868557, 'miss_all': 0.12157224799818321, 'miss_Измеренная величина 1 (PV1)': 0.12157224799818321, 'miss_Выходной сигнал канала 1 (r.out1)': 0.12157224799818321, 'miss_Уставка регулятора 1 (SP1)': 0.11512478263546115})", "enable_threshold": true, "enable_calibrator": true, "threshold": "AggregateAlarms(abs_score=True, alm_suppress_minutes=120, alm_threshold=2.5, alm_window_minutes=60, min_alm_in_window=2)", "dim": 7, "calibrator": "AnomScoreCalibrator(abs_score=True, anchors=[(0.10943497717380524, 0.0), (0.15689952671527863, 0.5), (0.22217325866222382, 1.0), (1.1019182510588272, 1.5), (2.082686185836792, 2.0), (47.07877731323242, 4.493056260270788), (94.15755462646484, 5.493056260270788)], max_score=1000)"}
AutoEncoder_Merlion_miss | 65.56 | 6.48 | 95.29 | 1.19 | 2.34 | 55.88 | 95 | 87.5 | 0.65 | 1.29 | 1.14 | 1 | 19.9 | 8 | 1080 | 0.95, +, 1 | 92.98 | 4.59 | {"hidden_size": 16, "layer_sizes": [64, 32, 16], "num_epochs": 80, "batch_size": 128, "learning_rate": 0.001, "_transform": "Identity()", "normalize": "Identity()", "enable_calibrator": false, "enable_threshold": false, "lr": 0.001, "sequence_len": 5, "threshold": "AggregateAlarms(abs_score=True, alm_suppress_minutes=120, alm_threshold=2.5, alm_window_minutes=60, min_alm_in_window=2)", "dim": 7, "calibrator": "AnomScoreCalibrator(abs_score=True, anchors=None, max_score=1000)"}
AutoEncoder_Merlion_scaled | 13.95 | 6.21 | 93.53 | 1.58 | 3.11 | 0.59 | 1 | 100 | 0.8 | 1.59 | 1.38 | 1.5 | 18.42 | 8 | 1000 | 0.95, +, 1 | 89.67 | 4.21 | {"hidden_size": 16, "layer_sizes": [64, 32, 16], "num_epochs": 80, "batch_size": 128, "lr": 0.001, "sequence_len": 5, "_transform": "Identity()", "normalize": "MeanVarNormalize(bias={'Измеренная величина 1 (PV1)': 4.922970371642247, 'Выходной сигнал канала 1 (r.out1)': 0.3228339947089947, 'Уставка регулятора 1 (SP1)': 4.996486441798941, 'miss_all': 0.015004960317460318, 'miss_Измеренная величина 1 (PV1)': 0.015004960317460318, 'miss_Выходной сигнал канала 1 (r.out1)': 0.015004960317460318, 'miss_Уставка регулятора 1 (SP1)': 0.013434193121693121}, normalize_bias=True, normalize_scale=True, scale={'Измеренная величина 1 (PV1)': 0.7172227163377419, 'Выходной сигнал канала 1 (r.out1)': 1.7675175130533163, 'Уставка регулятора 1 (SP1)': 0.13249696567868557, 'miss_all': 0.12157224799818321, 'miss_Измеренная величина 1 (PV1)': 0.12157224799818321, 'miss_Выходной сигнал канала 1 (r.out1)': 0.12157224799818321, 'miss_Уставка регулятора 1 (SP1)': 0.11512478263546115})", "enable_threshold": true, "enable_calibrator": true, "threshold": "AggregateAlarms(abs_score=True, alm_suppress_minutes=120, alm_threshold=2.5, alm_window_minutes=60, min_alm_in_window=2)", "dim": 7, "calibrator": "AnomScoreCalibrator(abs_score=True, anchors=[(0.08708388358354568, 0.0), (0.15152935683727264, 0.5), (0.216687873005867, 1.0), (0.7599567629961439, 1.5), (1.9973440170288086, 2.0), (30.320478439331055, 4.493056260270788), (60.64095687866211, 5.493056260270788)], max_score=1000)"}
VAE_Merlion | 66.67 | 7.1 | 81.76 | 3.57 | 6.85 | 56.47 | 96 | 75 | 1.11 | 2.19 | 3.17 | 2 | 9.97 | 8 | 541 | 0.95, +, 1 | 62.47 | 3.94 | {"batch_size": 1024, "decoder_hidden_sizes": [5, 10, 25], "dropout_rate": 0.0, "enable_calibrator": false, "enable_threshold": false, "encoder_hidden_sizes": [25, 10, 5], "kld_weight": 1.0, "latent_size": 5, "lr": 0.001, "normalize": "Identity()", "num_epochs": 80, "num_eval_samples": 10, "sequence_len": 5, "threshold": "AggregateAlarms(abs_score=True, alm_suppress_minutes=120, alm_threshold=2.5, alm_window_minutes=60, min_alm_in_window=2)", "_transform": "Identity()", "dim": 7, "calibrator": "AnomScoreCalibrator(abs_score=True, anchors=None, max_score=1000)"}
VAE_Merlion_scaled | 7.37 | 5.77 | 73.53 | 2.41 | 4.68 | 0 | 0 | 37.5 | 0.47 | 0.92 | 2.33 | 2 | 15.79 | 8 | 857 | 0.95, +, 1 | 63.29 | 4.43 | {"num_epochs": 80, "lr": 0.001, "batch_size": 1024, "num_eval_samples": 10, "dropout_rate": 0.0, "kld_weight": 1.0, "sequence_len": 5, "latent_size": 5, "decoder_hidden_sizes": [5, 10, 25], "encoder_hidden_sizes": [25, 10, 5], "_transform": "Identity()", "normalize": "MeanVarNormalize(bias={'Измеренная величина 1 (PV1)': 4.922970371642247, 'Выходной сигнал канала 1 (r.out1)': 0.3228339947089947, 'Уставка регулятора 1 (SP1)': 4.996486441798941, 'miss_all': 0.015004960317460318, 'miss_Измеренная величина 1 (PV1)': 0.015004960317460318, 'miss_Выходной сигнал канала 1 (r.out1)': 0.015004960317460318, 'miss_Уставка регулятора 1 (SP1)': 0.013434193121693121}, normalize_bias=True, normalize_scale=True, scale={'Измеренная величина 1 (PV1)': 0.7172227163377419, 'Выходной сигнал канала 1 (r.out1)': 1.7675175130533163, 'Уставка регулятора 1 (SP1)': 0.13249696567868557, 'miss_all': 0.12157224799818321, 'miss_Измеренная величина 1 (PV1)': 0.12157224799818321, 'miss_Выходной сигнал канала 1 (r.out1)': 0.12157224799818321, 'miss_Уставка регулятора 1 (SP1)': 0.11512478263546115})", "enable_threshold": true, "enable_calibrator": true, "threshold": "AggregateAlarms(abs_score=True, alm_suppress_minutes=120, alm_threshold=2.5, alm_window_minutes=60, min_alm_in_window=2)", "dim": 7, "calibrator": "AnomScoreCalibrator(abs_score=True, anchors=[(3.6425866301797156, 0.0), (6.7165987799713935, 0.5), (9.087992065073081, 1.0), (18.22813682318364, 1.5), (38.42538184038763, 2.0), (354.68729958676386, 4.493056260270788), (709.3745991735277, 5.493056260270788)], max_score=1000)"}
LSTM_Merlion | 14.52 | 5.86 | 92.94 | 0.97 | 1.91 | 11.18 | 19 | 100 | 0.63 | 1.26 | 1.12 | 1 | 26.2 | 8 | 1422 | 0.95, +, 1 | 102.56 | 4.18 | {"batch_size": 256, "dropout": [0, 0], "enable_calibrator": false, "enable_threshold": false, "hidden_size": 5, "lr": 0.001, "n_layers": [1, 1], "normalize": "Identity()", "num_epochs": 80, "sequence_len": 5, "threshold": "AggregateAlarms(abs_score=True, alm_suppress_minutes=120, alm_threshold=2.5, alm_window_minutes=60, min_alm_in_window=2)", "_transform": "Identity()", "dim": 7, "calibrator": "AnomScoreCalibrator(abs_score=True, anchors=None, max_score=1000)"}
LSTM_Merlion_scaled | 3.82 | 7.01 | 90 | 2.42 | 4.71 | 0 | 0 | 62.5 | 3.65 | 6.9 | 2.2 | 2 | 2.52 | 8 | 137 | 0.95, +, 1 | 105.91 | 3.93 | {"num_epochs": 80, "lr": 0.001, "batch_size": 256, "dropout": [0, 0], "n_layers": [1, 1], "sequence_len": 5, "hidden_size": 5, "_transform": "Identity()", "normalize": "MeanVarNormalize(bias={'Измеренная величина 1 (PV1)': 4.922970371642247, 'Выходной сигнал канала 1 (r.out1)': 0.3228339947089947, 'Уставка регулятора 1 (SP1)': 4.996486441798941, 'miss_all': 0.015004960317460318, 'miss_Измеренная величина 1 (PV1)': 0.015004960317460318, 'miss_Выходной сигнал канала 1 (r.out1)': 0.015004960317460318, 'miss_Уставка регулятора 1 (SP1)': 0.013434193121693121}, normalize_bias=True, normalize_scale=True, scale={'Измеренная величина 1 (PV1)': 0.7172227163377419, 'Выходной сигнал канала 1 (r.out1)': 1.7675175130533163, 'Уставка регулятора 1 (SP1)': 0.13249696567868557, 'miss_all': 0.12157224799818321, 'miss_Измеренная величина 1 (PV1)': 0.12157224799818321, 'miss_Выходной сигнал канала 1 (r.out1)': 0.12157224799818321, 'miss_Уставка регулятора 1 (SP1)': 0.11512478263546115})", "enable_threshold": true, "enable_calibrator": true, "threshold": "AggregateAlarms(abs_score=True, alm_suppress_minutes=120, alm_threshold=2.5, alm_window_minutes=60, min_alm_in_window=2)", "dim": 7, "calibrator": "AnomScoreCalibrator(abs_score=True, anchors=[(0.03222534656524658, 0.0), (0.18514288716352953, 0.5), (0.4558613531291485, 1.0), (0.7016124060430641, 1.5), (1.084524961923863, 2.0), (9.746325492858887, 4.493056260270788), (19.492650985717773, 5.493056260270788)], max_score=1000)"}
DAGMM_base_miss | 0.25 | 0 | 0 | 0 | 0 | 0 | 0 | 0 | 0 | 0 |  |  | 0 | 8 | 0 | 0.95, +, 1 | 257.56 | 345.68 | {"gmm_k": 4, "hidden_size": 16, "lambda_energy": 0.05, "lambda_cov_diag": 0.005, "num_epochs": 80, "batch_size": 128, "lr": 0.001, "_transform": "Identity()", "normalize": "Identity()", "enable_calibrator": false, "enable_threshold": false, "sequence_len": 5, "threshold": "AggregateAlarms(abs_score=True, alm_suppress_minutes=120, alm_threshold=2.5, alm_window_minutes=60, min_alm_in_window=2)", "dim": 7, "calibrator": "AnomScoreCalibrator(abs_score=True, anchors=None, max_score=1000)"}
DAGMM1_miss | 16.57 | 6.41 | 80 | 2.79 | 5.4 | 25.88 | 44 | 37.5 | 1.86 | 3.55 | 3.33 | 1 | 2.97 | 8 | 161 | 0.95, -, 1 | 255.81 | 346.92 | {"gmm_k": 4, "hidden_size": 16, "lambda_energy": 0.05, "lambda_cov_diag": 0.001, "num_epochs": 80, "batch_size": 128, "lr": 0.001, "_transform": "Identity()", "normalize": "Identity()", "enable_calibrator": false, "enable_threshold": false, "sequence_len": 5, "threshold": "AggregateAlarms(abs_score=True, alm_suppress_minutes=120, alm_threshold=2.5, alm_window_minutes=60, min_alm_in_window=2)", "dim": 7, "calibrator": "AnomScoreCalibrator(abs_score=True, anchors=None, max_score=1000)"}
DAGMM2_miss | 1.46 | 1.62 | 20 | 0.32 | 0.62 | 1.76 | 3 | 25 | 0.43 | 0.84 | 2.5 | 2.5 | 12.88 | 8 | 699 | 0.95, -, 1 | 367.94 | 608.53 | {"gmm_k": 6, "hidden_size": 32, "lambda_energy": 0.03, "lambda_cov_diag": 0.001, "num_epochs": 80, "batch_size": 128, "lr": 0.001, "_transform": "Identity()", "normalize": "Identity()", "enable_calibrator": false, "enable_threshold": false, "sequence_len": 5, "threshold": "AggregateAlarms(abs_score=True, alm_suppress_minutes=120, alm_threshold=2.5, alm_window_minutes=60, min_alm_in_window=2)", "dim": 7, "calibrator": "AnomScoreCalibrator(abs_score=True, anchors=None, max_score=1000)"}
DAGMM3_miss | 0.12 | 0 | 0 | 0 | 0 | 0 | 0 | 0 | 0 | 0 |  |  | 4.09 | 8 | 222 | 0.95, -, 1 | 362.1 | 590.15 | {"gmm_k": 6, "hidden_size": 32, "lambda_energy": 0.05, "lambda_cov_diag": 0.001, "num_epochs": 80, "batch_size": 128, "lr": 0.001, "_transform": "Identity()", "normalize": "Identity()", "enable_calibrator": false, "enable_threshold": false, "sequence_len": 5, "threshold": "AggregateAlarms(abs_score=True, alm_suppress_minutes=120, alm_threshold=2.5, alm_window_minutes=60, min_alm_in_window=2)", "dim": 7, "calibrator": "AnomScoreCalibrator(abs_score=True, anchors=None, max_score=1000)"}
USAD_base_miss | 67.65 | 6.16 | 77.06 | 3.38 | 6.48 | 56.47 | 96 | 62.5 | 0.79 | 1.56 | 1.2 | 1 | 8.32 | 8 | 632 | 0.95, +, 1 | 91.21 | 2.97 | {"epochs": 80, "prt_steps": 10, "device": "cuda", "verbose": 1, "random_state": 42, "seq_len": 5}
TranAD_base_miss | 65.43 | 6.24 | 91.18 | 2.47 | 4.8 | 57.65 | 98 | 75 | 8.22 | 14.81 | 1.83 | 1.5 | 0.96 | 8 | 73 | 0.95, +, 1 | 18.09 | 4.43 | {"epochs": 80, "prt_steps": 20, "device": "cuda", "verbose": 1, "random_state": 42, "seq_len": 5}
DeepIFTS_base_miss | 68.01 | 6.62 | 90 | 1.59 | 3.12 | 56.47 | 96 | 87.5 | 0.76 | 1.51 | 2.14 | 1 | 12.07 | 8 | 917 | 0.95, +, 1 | 41.18 | 111.43 | {"epochs": 80, "prt_steps": 20, "device": "cuda", "verbose": 1, "random_state": 42, "seq_len": 5}
TcnED_base_miss | 24.94 | 9.09 | 68.82 | 4.87 | 9.09 | 15.88 | 27 | 12.5 | 12.5 | 12.5 | 1 | 1 | 0.11 | 8 | 8 | 0.95, +, 1 | 511.52 | 6.44 | {"epochs": 80, "lr": 0.001, "prt_steps": 20, "device": "cuda", "verbose": 1, "random_state": 42, "seq_len": 5}
Anomaly_transformer_base_miss | 54.63 | 6.66 | 92.94 | 1.7 | 3.33 | 48.24 | 82 | 100 | 1.54 | 3.04 | 1.5 | 1 | 6.82 | 8 | 518 | 0.95, +, 1 | 40.37 | 13 | {"epochs": 80, "prt_steps": 20, "device": "cuda", "verbose": 1, "random_state": 42, "seq_len": 5}
DeepSVDD_transformer1 | 0.17 | 0.44 | 12.94 | 0.37 |  | 0 | 0 | 25 | 0.22 | 0.44 | 4.5 | 4.5 | 11.82 | 8 | 898 | 0.98, +, 1 | 175.97 | 4.55 | {"hidden_dims": 64, "stride": 1, "lr": 0.001, "epochs": 80, "prt_steps": 20, "device": "cuda", "verbose": 1, "random_state": 42, "seq_len": 5}
DeepSVDD_Transformer_miss | 20.76 | 7.11 | 95.88 | 1.3 | 2.57 | 22.94 | 39 | 100 | 0.75 | 1.49 | 1.12 | 1 | 19.6 | 8 | 1064 | 0.95, +, 1 | 12.2 | 4.06 | {"network": "Transformer", "epochs": 80, "prt_steps": 20, "device": "cuda", "verbose": 1, "random_state": 42, "seq_len": 5}
DeepSVDD_GRU_miss | 68.76 | 6.25 | 80 | 0.9 | 1.77 | 55.88 | 95 | 87.5 | 0.89 | 1.77 | 1.71 | 2 | 14.46 | 8 | 785 | 0.95, +, 1 | 6.53 | 3.81 | {"network": "GRU", "epochs": 80, "prt_steps": 20, "device": "cuda", "verbose": 1, "random_state": 42, "seq_len": 5}
DeepSVDD_TCN_miss | 39.01 | 6.62 | 89.41 | 2.38 | 4.64 | 43.53 | 74 | 87.5 | 2.11 | 4.13 | 2 | 1 | 6.1 | 8 | 331 | 0.95, +, 1 | 10.05 | 3.32 | {"network": "TCN", "epochs": 80, "prt_steps": 20, "device": "cuda", "verbose": 1, "random_state": 42, "seq_len": 5}
DeepSVDD_LSTM_miss | 65.3 | 6.83 | 81.18 | 1.43 | 2.82 | 55.88 | 95 | 75 | 1.68 | 3.29 | 3 | 2.5 | 6.58 | 8 | 357 | 0.95, +, 1 | 7.25 | 3.15 | {"network": "LSTM", "epochs": 80, "prt_steps": 20, "device": "cuda", "verbose": 1, "random_state": 42, "seq_len": 5}
DeepSVDD_Transformer_epoch200 | 11.62 | 6.89 | 92.35 | 1.13 | 2.24 | 0.59 | 1 | 75 | 2.58 | 4.98 | 1.33 | 1 | 4.29 | 8 | 233 | 0.95, +, 1 | 26.96 | 3.92 | {"network": "Transformer", "epochs": 200, "prt_steps": 20, "device": "cuda", "verbose": 1, "random_state": 42, "seq_len": 5}
DeepSVDD_GRU_epoch200 | 64.84 | 6.62 | 91.76 | 0.89 | 1.77 | 55.88 | 95 | 100 | 0.6 | 1.19 | 1.38 | 1 | 27.76 | 8 | 1507 | 0.95, +, 1 | 13.63 | 3.31 | {"network": "GRU", "epochs": 200, "prt_steps": 20, "device": "cuda", "verbose": 1, "random_state": 42, "seq_len": 5}
DeepSVDD_TCN_epoch200 | 47.81 | 6.87 | 91.18 | 2.49 | 4.85 | 43.53 | 74 | 87.5 | 2.74 | 5.31 | 1.57 | 0 | 5.38 | 8 | 292 | 0.95, +, 1 | 21.62 | 3.33 | {"network": "TCN", "epochs": 200, "prt_steps": 20, "device": "cuda", "verbose": 1, "random_state": 42, "seq_len": 5}
DeepSVDD_LSTM_epoch200 | 59.47 | 5.84 | 78.82 | 1.13 | 2.23 | 55.88 | 95 | 62.5 | 0.67 | 1.34 | 3.2 | 3 | 13.65 | 8 | 741 | 0.95, +, 1 | 15.06 | 3.58 | {"network": "LSTM", "epochs": 200, "prt_steps": 20, "device": "cuda", "verbose": 1, "random_state": 42, "seq_len": 5}
DeepSVDD_Transformer_1 | 0.17 | 0.44 | 17.06 | 0.24 | 0.48 | 0 | 0 | 25 | 0.15 | 0.31 | 3 | 3 | 23.78 | 8 | 1291 | 0.95, +, 1 | 101.17 | 3.59 | {"network": "Transformer", "hidden_dims": 64, "stride": 1, "lr": 0.001, "epochs": 80, "prt_steps": 20, "device": "cuda", "verbose": 1, "random_state": 42, "seq_len": 5}
DeepSVDD_GRU_1 | 15.07 | 6.94 | 89.41 | 3.09 | 5.96 | 0 | 0 | 75 | 6.98 | 12.77 | 1.33 | 1 | 1.58 | 8 | 86 | 0.95, +, 1 | 46.78 | 3.07 | {"network": "GRU", "hidden_dims": 64, "stride": 1, "lr": 0.001, "epochs": 80, "prt_steps": 20, "device": "cuda", "verbose": 1, "random_state": 42, "seq_len": 5}
DeepSVDD_TCN_1 | 14.32 | 7.1 | 92.35 | 1.81 | 3.55 | 0 | 0 | 87.5 | 5.93 | 11.11 | 1.29 | 1 | 2.17 | 8 | 118 | 0.95, +, 1 | 67.35 | 3.36 | {"network": "TCN", "hidden_dims": 64, "stride": 1, "lr": 0.001, "epochs": 80, "prt_steps": 20, "device": "cuda", "verbose": 1, "random_state": 42, "seq_len": 5}
DeepSVDD_LSTM_1 | 39.22 | 7.4 | 92.94 | 2.57 | 5.01 | 33.53 | 57 | 87.5 | 5.56 | 10.45 | 1.57 | 1 | 2.32 | 8 | 126 | 0.95, +, 1 | 49.79 | 3.09 | {"network": "LSTM", "hidden_dims": 64, "stride": 1, "lr": 0.001, "epochs": 80, "prt_steps": 20, "device": "cuda", "verbose": 1, "random_state": 42, "seq_len": 5}
DeepSVDD_Transformer_epoch200_1 | 0.11 | 0.05 | 0.59 | 0.01 | 0.02 | 0 | 0 | 0 | 0 | 0 |  |  | 0 | 8 | 0 | 0.95, +, 1 | 273.64 | 4 | {"network": "Transformer", "hidden_dims": 64, "stride": 1, "lr": 0.001, "epochs": 200, "prt_steps": 20, "device": "cuda", "verbose": 1, "random_state": 42, "seq_len": 5}
DeepSVDD_GRU_epoch200_1 | 3.03 | 6.85 | 87.65 | 2.17 | 4.24 | 0 | 0 | 75 | 2.8 | 5.41 | 2.17 | 2 | 3.94 | 8 | 214 | 0.95, +, 1 | 129.36 | 3.36 | {"network": "GRU", "hidden_dims": 64, "stride": 1, "lr": 0.001, "epochs": 200, "prt_steps": 20, "device": "cuda", "verbose": 1, "random_state": 42, "seq_len": 5}
DeepSVDD_TCN_epoch200_1 | 2.94 | 5.8 | 74.12 | 2.81 | 5.41 | 0 | 0 | 37.5 | 75 | 50 | 0.33 | 0 | 0.07 | 8 | 4 | 0.95, +, 1 | 192.82 | 3.48 | {"network": "TCN", "hidden_dims": 64, "stride": 1, "lr": 0.001, "epochs": 200, "prt_steps": 20, "device": "cuda", "verbose": 1, "random_state": 42, "seq_len": 5}
DeepSVDD_LSTM_epoch200_1 | 3.03 | 4.83 | 67.06 | 1.62 | 3.17 | 0 | 0 | 50 | 5.8 | 10.39 | 2 | 1.5 | 1.27 | 8 | 69 | 0.95, +, 1 | 122.32 | 3.23 | {"network": "LSTM", "hidden_dims": 64, "stride": 1, "lr": 0.001, "epochs": 200, "prt_steps": 20, "device": "cuda", "verbose": 1, "random_state": 42, "seq_len": 5}
DeepSVDD_Transformer_2 | 0.13 | 0 | 0 | 0 | 0 | 0 | 0 | 0 | 0 | 0 |  |  | 2.97 | 8 | 161 | 0.95, +, 1 | 101.29 | 3.99 | {"network": "Transformer", "hidden_dims": 64, "rep_dim": 32, "stride": 1, "lr": 0.001, "epochs": 80, "prt_steps": 20, "device": "cuda", "verbose": 1, "random_state": 42, "seq_len": 5}
DeepSVDD_GRU_2 | 55.9 | 7.18 | 91.18 | 2.9 | 5.63 | 50.59 | 86 | 87.5 | 1.29 | 2.54 | 1.43 | 0 | 10.02 | 8 | 544 | 0.95, +, 1 | 48.43 | 3.14 | {"network": "GRU", "hidden_dims": 64, "rep_dim": 32, "stride": 1, "lr": 0.001, "epochs": 80, "prt_steps": 20, "device": "cuda", "verbose": 1, "random_state": 42, "seq_len": 5}
DeepSVDD_TCN_2 | 7.97 | 4.65 | 72.94 | 1.95 | 3.79 | 8.82 | 15 | 37.5 | 20 | 26.09 | 10 | 9 | 0.28 | 8 | 15 | 0.95, +, 1 | 72.7 | 3.22 | {"network": "TCN", "hidden_dims": 64, "rep_dim": 32, "stride": 1, "lr": 0.001, "epochs": 80, "prt_steps": 20, "device": "cuda", "verbose": 1, "random_state": 42, "seq_len": 5}
DeepSVDD_LSTM_2 | 29.84 | 7.44 | 93.53 | 2.59 | 5.04 | 17.65 | 30 | 87.5 | 6.09 | 11.38 | 1.43 | 1 | 2.12 | 8 | 115 | 0.95, +, 1 | 48.29 | 3.15 | {"network": "LSTM", "hidden_dims": 64, "rep_dim": 32, "stride": 1, "lr": 0.001, "epochs": 80, "prt_steps": 20, "device": "cuda", "verbose": 1, "random_state": 42, "seq_len": 5}
Ensemble_Merlion | 2.93 | 6.11 | 94.12 | 1.77 | 3.48 | 0.59 | 1 | 87.5 | 1.52 | 2.99 | 1.14 | 1 | 8.47 | 8 | 460 | 0.95, +, 1 | 330.78 | 640.76

## 7
| PR-AUC | F1@FPR5% | Recall | Precision | F1_anom | Recall@100 | Precision@100 | Event Recall | Event Precision | F1 event | TTD mean | TTD median | Alerts per day | n true events | n pred events | threshold | train time sec | inference time sec | model params
AutoEncoder_Merlion_base_scaled | 8.28 | 17.86 | 8.33 | 2.78 | 4.17 | 66.67 | 8 | 0 | 0 | 0 |  |  | 0.25 | 3 | 1 | 0.95, +, 1 | 15.97 | 0.13 | {"num_epochs": 80, "lr": 0.001, "batch_size": 512, "sequence_len": 6, "layer_sizes": [25, 10, 5], "hidden_size": 5, "_transform": "Identity()", "normalize": "MeanVarNormalize(bias={'Test_D436_fl (Test_D436_fl)': 109.98263888888889, 'Test_D438_fl (Test_D438_fl)': 3.0864583333333333, 'Test_D440_fl (Test_D440_fl)': 542.0833333333334, 'Test_D442_fl (Test_D442_fl)': 0.054208333333333344, 'Вентиль - положение (Valve)': 25.51880208333333, 'Давление 1 - Сеть Подача (P1)': 6.761692708333334, 'Давление 2 - Сеть Обратка (P2)': 5.512881944444445, 'Давление 3 - Отопление (P3)': 3.306857638888889, 'Подпитка (Accum_Units)': 0.0, 'Расход 1 - Подпитка (F1)': 0.0, 'Расход 2 - Сеть (F2)': 1.4764184027777778, 'Расход 3 - Отопление (F3)': 9.235388888888888, 'Расход тепла (E1)': 0.07211663194444445, 'Температура 1 - Улица (T1)': -8.844861111111111, 'Температура 2 - Цех у склада (T2)': 17.098532986111113, 'Температура 2-1 - Цех у пресса (T2_1)': 17.069895833333334, 'Температура 2-2 - Адм. Бух. (T2_2)': 19.48472222222222, 'Температура 3 - Сеть Подача (T3)': 89.03266493055555, 'Температура 4 - Сеть Обратка (T4)': 37.394131944444446, 'Температура 5 - Отопление Подача (T5)': 42.07013888888889, 'Температура 6 - Отопление Обратка (T6)': 34.224322916666665, 'Температура 7 - Задание (T7)': 42.73605902777778, 'Температура 7-0 - Задание График (T7_0)': 40.44869791666667, 'miss_all': 0.01423611111111111, 'miss_Test_D436_fl (Test_D436_fl)': 0.01423611111111111, 'miss_Test_D438_fl (Test_D438_fl)': 0.01423611111111111, 'miss_Test_D440_fl (Test_D440_fl)': 0.01423611111111111, 'miss_Test_D442_fl (Test_D442_fl)': 0.01423611111111111, 'miss_Вентиль - положение (Valve)': 0.01423611111111111, 'miss_Давление 1 - Сеть Подача (P1)': 0.01423611111111111, 'miss_Давление 2 - Сеть Обратка (P2)': 0.01423611111111111, 'miss_Давление 3 - Отопление (P3)': 0.01423611111111111, 'miss_Подпитка (Accum_Units)': 0.01423611111111111, 'miss_Расход 1 - Подпитка (F1)': 0.01423611111111111, 'miss_Расход 2 - Сеть (F2)': 0.01423611111111111, 'miss_Расход 3 - Отопление (F3)': 0.01423611111111111, 'miss_Расход тепла (E1)': 0.01423611111111111, 'miss_Температура 1 - Улица (T1)': 0.01423611111111111, 'miss_Температура 2 - Цех у склада (T2)': 0.01423611111111111, 'miss_Температура 2-1 - Цех у пресса (T2_1)': 0.01423611111111111, 'miss_Температура 2-2 - Адм. Бух. (T2_2)': 0.01423611111111111, 'miss_Температура 3 - Сеть Подача (T3)': 0.01423611111111111, 'miss_Температура 4 - Сеть Обратка (T4)': 0.01423611111111111, 'miss_Температура 5 - Отопление Подача (T5)': 0.01423611111111111, 'miss_Температура 6 - Отопление Обратка (T6)': 0.01423611111111111, 'miss_Температура 7 - Задание (T7)': 0.01423611111111111, 'miss_Температура 7-0 - Задание График (T7_0)': 0.01423611111111111, 'miss_Коррекция от превышения t (Korrect-OH)': 0.01423611111111111, 'miss_Коррекция от снижения t (Korrect-OC)': 0.01423611111111111, 'miss_Насос N1 (Pump1-R)': 0.01423611111111111, 'miss_Насос N2 (Pump2-R)': 0.01423611111111111, 'Коррекция от превышения t (Korrect-OH)_Не работает': 0.8664930555555556, 'Коррекция от превышения t (Korrect-OH)_Работает': 0.13350694444444444, 'Коррекция от снижения t (Korrect-OC)_Не работает': 0.45329861111111114, 'Коррекция от снижения t (Korrect-OC)_Работает': 0.5467013888888889, 'Насос N1 (Pump1-R)_Включен': 0.4322916666666667, 'Насос N1 (Pump1-R)_Отключен': 0.5677083333333334, 'Насос N2 (Pump2-R)_Включен': 0.5677083333333334, 'Насос N2 (Pump2-R)_Отключен': 0.4322916666666667}, normalize_bias=True, normalize_scale=True, scale={'Test_D436_fl (Test_D436_fl)': 165.62224749488968, 'Test_D438_fl (Test_D438_fl)': 2.6571752881872093, 'Test_D440_fl (Test_D440_fl)': 830.5040773948339, 'Test_D442_fl (Test_D442_fl)': 0.0830504077394834, 'Вентиль - положение (Valve)': 15.664584545453554, 'Давление 1 - Сеть Подача (P1)': 0.14754648284391397, 'Давление 2 - Сеть Обратка (P2)': 0.056032232356794325, 'Давление 3 - Отопление (P3)': 0.6001105400581377, 'Подпитка (Accum_Units)': 1.0, 'Расход 1 - Подпитка (F1)': 1.0, 'Расход 2 - Сеть (F2)': 0.5150841037800461, 'Расход 3 - Отопление (F3)': 0.6370787590974997, 'Расход тепла (E1)': 0.02165255322247321, 'Температура 1 - Улица (T1)': 6.695923470780055, 'Температура 2 - Цех у склада (T2)': 0.5322833257227507, 'Температура 2-1 - Цех у пресса (T2_1)': 0.7372439453685862, 'Температура 2-2 - Адм. Бух. (T2_2)': 2.0465833891324436, 'Температура 3 - Сеть Подача (T3)': 3.3656751735483295, 'Температура 4 - Сеть Обратка (T4)': 5.055888114705861, 'Температура 5 - Отопление Подача (T5)': 5.811410200835641, 'Температура 6 - Отопление Обратка (T6)': 3.843822432907746, 'Температура 7 - Задание (T7)': 6.77397152325758, 'Температура 7-0 - Задание График (T7_0)': 4.835219014960392, 'miss_all': 0.11846283911650612, 'miss_Test_D436_fl (Test_D436_fl)': 0.11846283911650612, 'miss_Test_D438_fl (Test_D438_fl)': 0.11846283911650612, 'miss_Test_D440_fl (Test_D440_fl)': 0.11846283911650612, 'miss_Test_D442_fl (Test_D442_fl)': 0.11846283911650612, 'miss_Вентиль - положение (Valve)': 0.11846283911650612, 'miss_Давление 1 - Сеть Подача (P1)': 0.11846283911650612, 'miss_Давление 2 - Сеть Обратка (P2)': 0.11846283911650612, 'miss_Давление 3 - Отопление (P3)': 0.11846283911650612, 'miss_Подпитка (Accum_Units)': 0.11846283911650612, 'miss_Расход 1 - Подпитка (F1)': 0.11846283911650612, 'miss_Расход 2 - Сеть (F2)': 0.11846283911650612, 'miss_Расход 3 - Отопление (F3)': 0.11846283911650612, 'miss_Расход тепла (E1)': 0.11846283911650612, 'miss_Температура 1 - Улица (T1)': 0.11846283911650612, 'miss_Температура 2 - Цех у склада (T2)': 0.11846283911650612, 'miss_Температура 2-1 - Цех у пресса (T2_1)': 0.11846283911650612, 'miss_Температура 2-2 - Адм. Бух. (T2_2)': 0.11846283911650612, 'miss_Температура 3 - Сеть Подача (T3)': 0.11846283911650612, 'miss_Температура 4 - Сеть Обратка (T4)': 0.11846283911650612, 'miss_Температура 5 - Отопление Подача (T5)': 0.11846283911650612, 'miss_Температура 6 - Отопление Обратка (T6)': 0.11846283911650612, 'miss_Температура 7 - Задание (T7)': 0.11846283911650612, 'miss_Температура 7-0 - Задание График (T7_0)': 0.11846283911650612, 'miss_Коррекция от превышения t (Korrect-OH)': 0.11846283911650612, 'miss_Коррекция от снижения t (Korrect-OC)': 0.11846283911650612, 'miss_Насос N1 (Pump1-R)': 0.11846283911650612, 'miss_Насос N2 (Pump2-R)': 0.11846283911650612, 'Коррекция от превышения t (Korrect-OH)_Не работает': 0.3401218020497252, 'Коррекция от превышения t (Korrect-OH)_Работает': 0.3401218020497252, 'Коррекция от снижения t (Korrect-OC)_Не работает': 0.49781420256542375, 'Коррекция от снижения t (Korrect-OC)_Работает': 0.49781420256542375, 'Насос N1 (Pump1-R)_Включен': 0.4953943697673826, 'Насос N1 (Pump1-R)_Отключен': 0.4953943697673826, 'Насос N2 (Pump2-R)_Включен': 0.4953943697673826, 'Насос N2 (Pump2-R)_Отключен': 0.4953943697673826})", "enable_threshold": true, "enable_calibrator": true, "threshold": "AggregateAlarms(abs_score=True, alm_suppress_minutes=120, alm_threshold=2.5, alm_window_minutes=60, min_alm_in_window=2)", "dim": 59, "calibrator": "AnomScoreCalibrator(abs_score=True, anchors=[(2.8935296535491943, 0.0), (5.493759850341934, 0.5), (6.933424573290054, 1.0), (8.845144098308864, 1.5), (15.23034999320215, 2.0), (48.64923858642578, 4.161416286239563), (97.29847717285156, 5.161416286239563)], max_score=1000)"}
AutoEncoder_Merlion_miss | 5.71 | 14.08 | 50 | 8 | 13.79 | 50 | 6 | 66.67 | 20 | 30.77 | 5 | 5 | 2.5 | 3 | 10 | 0.95, +, 1 | 22.68 | 0.14 | {"hidden_size": 16, "layer_sizes": [64, 32, 16], "num_epochs": 80, "batch_size": 128, "learning_rate": 0.001, "_transform": "Identity()", "normalize": "Identity()", "enable_calibrator": false, "enable_threshold": false, "lr": 0.001, "sequence_len": 6, "threshold": "AggregateAlarms(abs_score=True, alm_suppress_minutes=120, alm_threshold=2.5, alm_window_minutes=60, min_alm_in_window=2)", "dim": 59, "calibrator": "AnomScoreCalibrator(abs_score=True, anchors=None, max_score=1000)"}
AutoEncoder_Merlion_scaled | 10.39 | 18.18 | 33.33 | 9.52 | 14.81 | 66.67 | 8 | 66.67 | 25 | 36.36 | 7.5 | 7.5 | 2 | 3 | 8 | 0.95, +, 1 | 22 | 0.18 | {"hidden_size": 16, "layer_sizes": [64, 32, 16], "num_epochs": 80, "batch_size": 128, "lr": 0.001, "sequence_len": 6, "_transform": "Identity()", "normalize": "MeanVarNormalize(bias={'Test_D436_fl (Test_D436_fl)': 109.98263888888889, 'Test_D438_fl (Test_D438_fl)': 3.0864583333333333, 'Test_D440_fl (Test_D440_fl)': 542.0833333333334, 'Test_D442_fl (Test_D442_fl)': 0.054208333333333344, 'Вентиль - положение (Valve)': 25.51880208333333, 'Давление 1 - Сеть Подача (P1)': 6.761692708333334, 'Давление 2 - Сеть Обратка (P2)': 5.512881944444445, 'Давление 3 - Отопление (P3)': 3.306857638888889, 'Подпитка (Accum_Units)': 0.0, 'Расход 1 - Подпитка (F1)': 0.0, 'Расход 2 - Сеть (F2)': 1.4764184027777778, 'Расход 3 - Отопление (F3)': 9.235388888888888, 'Расход тепла (E1)': 0.07211663194444445, 'Температура 1 - Улица (T1)': -8.844861111111111, 'Температура 2 - Цех у склада (T2)': 17.098532986111113, 'Температура 2-1 - Цех у пресса (T2_1)': 17.069895833333334, 'Температура 2-2 - Адм. Бух. (T2_2)': 19.48472222222222, 'Температура 3 - Сеть Подача (T3)': 89.03266493055555, 'Температура 4 - Сеть Обратка (T4)': 37.394131944444446, 'Температура 5 - Отопление Подача (T5)': 42.07013888888889, 'Температура 6 - Отопление Обратка (T6)': 34.224322916666665, 'Температура 7 - Задание (T7)': 42.73605902777778, 'Температура 7-0 - Задание График (T7_0)': 40.44869791666667, 'miss_all': 0.01423611111111111, 'miss_Test_D436_fl (Test_D436_fl)': 0.01423611111111111, 'miss_Test_D438_fl (Test_D438_fl)': 0.01423611111111111, 'miss_Test_D440_fl (Test_D440_fl)': 0.01423611111111111, 'miss_Test_D442_fl (Test_D442_fl)': 0.01423611111111111, 'miss_Вентиль - положение (Valve)': 0.01423611111111111, 'miss_Давление 1 - Сеть Подача (P1)': 0.01423611111111111, 'miss_Давление 2 - Сеть Обратка (P2)': 0.01423611111111111, 'miss_Давление 3 - Отопление (P3)': 0.01423611111111111, 'miss_Подпитка (Accum_Units)': 0.01423611111111111, 'miss_Расход 1 - Подпитка (F1)': 0.01423611111111111, 'miss_Расход 2 - Сеть (F2)': 0.01423611111111111, 'miss_Расход 3 - Отопление (F3)': 0.01423611111111111, 'miss_Расход тепла (E1)': 0.01423611111111111, 'miss_Температура 1 - Улица (T1)': 0.01423611111111111, 'miss_Температура 2 - Цех у склада (T2)': 0.01423611111111111, 'miss_Температура 2-1 - Цех у пресса (T2_1)': 0.01423611111111111, 'miss_Температура 2-2 - Адм. Бух. (T2_2)': 0.01423611111111111, 'miss_Температура 3 - Сеть Подача (T3)': 0.01423611111111111, 'miss_Температура 4 - Сеть Обратка (T4)': 0.01423611111111111, 'miss_Температура 5 - Отопление Подача (T5)': 0.01423611111111111, 'miss_Температура 6 - Отопление Обратка (T6)': 0.01423611111111111, 'miss_Температура 7 - Задание (T7)': 0.01423611111111111, 'miss_Температура 7-0 - Задание График (T7_0)': 0.01423611111111111, 'miss_Коррекция от превышения t (Korrect-OH)': 0.01423611111111111, 'miss_Коррекция от снижения t (Korrect-OC)': 0.01423611111111111, 'miss_Насос N1 (Pump1-R)': 0.01423611111111111, 'miss_Насос N2 (Pump2-R)': 0.01423611111111111, 'Коррекция от превышения t (Korrect-OH)_Не работает': 0.8664930555555556, 'Коррекция от превышения t (Korrect-OH)_Работает': 0.13350694444444444, 'Коррекция от снижения t (Korrect-OC)_Не работает': 0.45329861111111114, 'Коррекция от снижения t (Korrect-OC)_Работает': 0.5467013888888889, 'Насос N1 (Pump1-R)_Включен': 0.4322916666666667, 'Насос N1 (Pump1-R)_Отключен': 0.5677083333333334, 'Насос N2 (Pump2-R)_Включен': 0.5677083333333334, 'Насос N2 (Pump2-R)_Отключен': 0.4322916666666667}, normalize_bias=True, normalize_scale=True, scale={'Test_D436_fl (Test_D436_fl)': 165.62224749488968, 'Test_D438_fl (Test_D438_fl)': 2.6571752881872093, 'Test_D440_fl (Test_D440_fl)': 830.5040773948339, 'Test_D442_fl (Test_D442_fl)': 0.0830504077394834, 'Вентиль - положение (Valve)': 15.664584545453554, 'Давление 1 - Сеть Подача (P1)': 0.14754648284391397, 'Давление 2 - Сеть Обратка (P2)': 0.056032232356794325, 'Давление 3 - Отопление (P3)': 0.6001105400581377, 'Подпитка (Accum_Units)': 1.0, 'Расход 1 - Подпитка (F1)': 1.0, 'Расход 2 - Сеть (F2)': 0.5150841037800461, 'Расход 3 - Отопление (F3)': 0.6370787590974997, 'Расход тепла (E1)': 0.02165255322247321, 'Температура 1 - Улица (T1)': 6.695923470780055, 'Температура 2 - Цех у склада (T2)': 0.5322833257227507, 'Температура 2-1 - Цех у пресса (T2_1)': 0.7372439453685862, 'Температура 2-2 - Адм. Бух. (T2_2)': 2.0465833891324436, 'Температура 3 - Сеть Подача (T3)': 3.3656751735483295, 'Температура 4 - Сеть Обратка (T4)': 5.055888114705861, 'Температура 5 - Отопление Подача (T5)': 5.811410200835641, 'Температура 6 - Отопление Обратка (T6)': 3.843822432907746, 'Температура 7 - Задание (T7)': 6.77397152325758, 'Температура 7-0 - Задание График (T7_0)': 4.835219014960392, 'miss_all': 0.11846283911650612, 'miss_Test_D436_fl (Test_D436_fl)': 0.11846283911650612, 'miss_Test_D438_fl (Test_D438_fl)': 0.11846283911650612, 'miss_Test_D440_fl (Test_D440_fl)': 0.11846283911650612, 'miss_Test_D442_fl (Test_D442_fl)': 0.11846283911650612, 'miss_Вентиль - положение (Valve)': 0.11846283911650612, 'miss_Давление 1 - Сеть Подача (P1)': 0.11846283911650612, 'miss_Давление 2 - Сеть Обратка (P2)': 0.11846283911650612, 'miss_Давление 3 - Отопление (P3)': 0.11846283911650612, 'miss_Подпитка (Accum_Units)': 0.11846283911650612, 'miss_Расход 1 - Подпитка (F1)': 0.11846283911650612, 'miss_Расход 2 - Сеть (F2)': 0.11846283911650612, 'miss_Расход 3 - Отопление (F3)': 0.11846283911650612, 'miss_Расход тепла (E1)': 0.11846283911650612, 'miss_Температура 1 - Улица (T1)': 0.11846283911650612, 'miss_Температура 2 - Цех у склада (T2)': 0.11846283911650612, 'miss_Температура 2-1 - Цех у пресса (T2_1)': 0.11846283911650612, 'miss_Температура 2-2 - Адм. Бух. (T2_2)': 0.11846283911650612, 'miss_Температура 3 - Сеть Подача (T3)': 0.11846283911650612, 'miss_Температура 4 - Сеть Обратка (T4)': 0.11846283911650612, 'miss_Температура 5 - Отопление Подача (T5)': 0.11846283911650612, 'miss_Температура 6 - Отопление Обратка (T6)': 0.11846283911650612, 'miss_Температура 7 - Задание (T7)': 0.11846283911650612, 'miss_Температура 7-0 - Задание График (T7_0)': 0.11846283911650612, 'miss_Коррекция от превышения t (Korrect-OH)': 0.11846283911650612, 'miss_Коррекция от снижения t (Korrect-OC)': 0.11846283911650612, 'miss_Насос N1 (Pump1-R)': 0.11846283911650612, 'miss_Насос N2 (Pump2-R)': 0.11846283911650612, 'Коррекция от превышения t (Korrect-OH)_Не работает': 0.3401218020497252, 'Коррекция от превышения t (Korrect-OH)_Работает': 0.3401218020497252, 'Коррекция от снижения t (Korrect-OC)_Не работает': 0.49781420256542375, 'Коррекция от снижения t (Korrect-OC)_Работает': 0.49781420256542375, 'Насос N1 (Pump1-R)_Включен': 0.4953943697673826, 'Насос N1 (Pump1-R)_Отключен': 0.4953943697673826, 'Насос N2 (Pump2-R)_Включен': 0.4953943697673826, 'Насос N2 (Pump2-R)_Отключен': 0.4953943697673826})", "enable_threshold": true, "enable_calibrator": true, "threshold": "AggregateAlarms(abs_score=True, alm_suppress_minutes=120, alm_threshold=2.5, alm_window_minutes=60, min_alm_in_window=2)", "dim": 59, "calibrator": "AnomScoreCalibrator(abs_score=True, anchors=[(1.3499888181686401, 0.0), (2.994740714781777, 0.5), (3.6848480307091855, 1.0), (5.195305378037719, 1.5), (7.630866905085757, 2.0), (29.367368698120117, 4.161416286239563), (58.734737396240234, 5.161416286239563)], max_score=1000)"}
VAE_Merlion | 1.85 | 0 | 25 | 3.09 | 5.5 | 33.33 | 4 | 33.33 | 10 | 15.38 | 10 | 10 | 2.5 | 3 | 10 | 0.95, +, 1 | 15.38 | 0.25 | {"batch_size": 1024, "decoder_hidden_sizes": [5, 10, 25], "dropout_rate": 0.0, "enable_calibrator": false, "enable_threshold": false, "encoder_hidden_sizes": [25, 10, 5], "kld_weight": 1.0, "latent_size": 5, "lr": 0.001, "normalize": "Identity()", "num_epochs": 80, "num_eval_samples": 10, "sequence_len": 6, "threshold": "AggregateAlarms(abs_score=True, alm_suppress_minutes=120, alm_threshold=2.5, alm_window_minutes=60, min_alm_in_window=2)", "_transform": "Identity()", "dim": 59, "calibrator": "AnomScoreCalibrator(abs_score=True, anchors=None, max_score=1000)"}
VAE_Merlion_scaled | 4.12 | 19.05 | 33.33 | 9.52 | 14.81 | 33.33 | 4 | 33.33 | 14.29 | 20 | 5 | 5 | 1.75 | 3 | 7 | 0.95, +, 1 | 15.2 | 0.25 | {"num_epochs": 80, "lr": 0.001, "batch_size": 1024, "num_eval_samples": 10, "dropout_rate": 0.0, "kld_weight": 1.0, "sequence_len": 6, "latent_size": 5, "decoder_hidden_sizes": [5, 10, 25], "encoder_hidden_sizes": [25, 10, 5], "_transform": "Identity()", "normalize": "MeanVarNormalize(bias={'Test_D436_fl (Test_D436_fl)': 109.98263888888889, 'Test_D438_fl (Test_D438_fl)': 3.0864583333333333, 'Test_D440_fl (Test_D440_fl)': 542.0833333333334, 'Test_D442_fl (Test_D442_fl)': 0.054208333333333344, 'Вентиль - положение (Valve)': 25.51880208333333, 'Давление 1 - Сеть Подача (P1)': 6.761692708333334, 'Давление 2 - Сеть Обратка (P2)': 5.512881944444445, 'Давление 3 - Отопление (P3)': 3.306857638888889, 'Подпитка (Accum_Units)': 0.0, 'Расход 1 - Подпитка (F1)': 0.0, 'Расход 2 - Сеть (F2)': 1.4764184027777778, 'Расход 3 - Отопление (F3)': 9.235388888888888, 'Расход тепла (E1)': 0.07211663194444445, 'Температура 1 - Улица (T1)': -8.844861111111111, 'Температура 2 - Цех у склада (T2)': 17.098532986111113, 'Температура 2-1 - Цех у пресса (T2_1)': 17.069895833333334, 'Температура 2-2 - Адм. Бух. (T2_2)': 19.48472222222222, 'Температура 3 - Сеть Подача (T3)': 89.03266493055555, 'Температура 4 - Сеть Обратка (T4)': 37.394131944444446, 'Температура 5 - Отопление Подача (T5)': 42.07013888888889, 'Температура 6 - Отопление Обратка (T6)': 34.224322916666665, 'Температура 7 - Задание (T7)': 42.73605902777778, 'Температура 7-0 - Задание График (T7_0)': 40.44869791666667, 'miss_all': 0.01423611111111111, 'miss_Test_D436_fl (Test_D436_fl)': 0.01423611111111111, 'miss_Test_D438_fl (Test_D438_fl)': 0.01423611111111111, 'miss_Test_D440_fl (Test_D440_fl)': 0.01423611111111111, 'miss_Test_D442_fl (Test_D442_fl)': 0.01423611111111111, 'miss_Вентиль - положение (Valve)': 0.01423611111111111, 'miss_Давление 1 - Сеть Подача (P1)': 0.01423611111111111, 'miss_Давление 2 - Сеть Обратка (P2)': 0.01423611111111111, 'miss_Давление 3 - Отопление (P3)': 0.01423611111111111, 'miss_Подпитка (Accum_Units)': 0.01423611111111111, 'miss_Расход 1 - Подпитка (F1)': 0.01423611111111111, 'miss_Расход 2 - Сеть (F2)': 0.01423611111111111, 'miss_Расход 3 - Отопление (F3)': 0.01423611111111111, 'miss_Расход тепла (E1)': 0.01423611111111111, 'miss_Температура 1 - Улица (T1)': 0.01423611111111111, 'miss_Температура 2 - Цех у склада (T2)': 0.01423611111111111, 'miss_Температура 2-1 - Цех у пресса (T2_1)': 0.01423611111111111, 'miss_Температура 2-2 - Адм. Бух. (T2_2)': 0.01423611111111111, 'miss_Температура 3 - Сеть Подача (T3)': 0.01423611111111111, 'miss_Температура 4 - Сеть Обратка (T4)': 0.01423611111111111, 'miss_Температура 5 - Отопление Подача (T5)': 0.01423611111111111, 'miss_Температура 6 - Отопление Обратка (T6)': 0.01423611111111111, 'miss_Температура 7 - Задание (T7)': 0.01423611111111111, 'miss_Температура 7-0 - Задание График (T7_0)': 0.01423611111111111, 'miss_Коррекция от превышения t (Korrect-OH)': 0.01423611111111111, 'miss_Коррекция от снижения t (Korrect-OC)': 0.01423611111111111, 'miss_Насос N1 (Pump1-R)': 0.01423611111111111, 'miss_Насос N2 (Pump2-R)': 0.01423611111111111, 'Коррекция от превышения t (Korrect-OH)_Не работает': 0.8664930555555556, 'Коррекция от превышения t (Korrect-OH)_Работает': 0.13350694444444444, 'Коррекция от снижения t (Korrect-OC)_Не работает': 0.45329861111111114, 'Коррекция от снижения t (Korrect-OC)_Работает': 0.5467013888888889, 'Насос N1 (Pump1-R)_Включен': 0.4322916666666667, 'Насос N1 (Pump1-R)_Отключен': 0.5677083333333334, 'Насос N2 (Pump2-R)_Включен': 0.5677083333333334, 'Насос N2 (Pump2-R)_Отключен': 0.4322916666666667}, normalize_bias=True, normalize_scale=True, scale={'Test_D436_fl (Test_D436_fl)': 165.62224749488968, 'Test_D438_fl (Test_D438_fl)': 2.6571752881872093, 'Test_D440_fl (Test_D440_fl)': 830.5040773948339, 'Test_D442_fl (Test_D442_fl)': 0.0830504077394834, 'Вентиль - положение (Valve)': 15.664584545453554, 'Давление 1 - Сеть Подача (P1)': 0.14754648284391397, 'Давление 2 - Сеть Обратка (P2)': 0.056032232356794325, 'Давление 3 - Отопление (P3)': 0.6001105400581377, 'Подпитка (Accum_Units)': 1.0, 'Расход 1 - Подпитка (F1)': 1.0, 'Расход 2 - Сеть (F2)': 0.5150841037800461, 'Расход 3 - Отопление (F3)': 0.6370787590974997, 'Расход тепла (E1)': 0.02165255322247321, 'Температура 1 - Улица (T1)': 6.695923470780055, 'Температура 2 - Цех у склада (T2)': 0.5322833257227507, 'Температура 2-1 - Цех у пресса (T2_1)': 0.7372439453685862, 'Температура 2-2 - Адм. Бух. (T2_2)': 2.0465833891324436, 'Температура 3 - Сеть Подача (T3)': 3.3656751735483295, 'Температура 4 - Сеть Обратка (T4)': 5.055888114705861, 'Температура 5 - Отопление Подача (T5)': 5.811410200835641, 'Температура 6 - Отопление Обратка (T6)': 3.843822432907746, 'Температура 7 - Задание (T7)': 6.77397152325758, 'Температура 7-0 - Задание График (T7_0)': 4.835219014960392, 'miss_all': 0.11846283911650612, 'miss_Test_D436_fl (Test_D436_fl)': 0.11846283911650612, 'miss_Test_D438_fl (Test_D438_fl)': 0.11846283911650612, 'miss_Test_D440_fl (Test_D440_fl)': 0.11846283911650612, 'miss_Test_D442_fl (Test_D442_fl)': 0.11846283911650612, 'miss_Вентиль - положение (Valve)': 0.11846283911650612, 'miss_Давление 1 - Сеть Подача (P1)': 0.11846283911650612, 'miss_Давление 2 - Сеть Обратка (P2)': 0.11846283911650612, 'miss_Давление 3 - Отопление (P3)': 0.11846283911650612, 'miss_Подпитка (Accum_Units)': 0.11846283911650612, 'miss_Расход 1 - Подпитка (F1)': 0.11846283911650612, 'miss_Расход 2 - Сеть (F2)': 0.11846283911650612, 'miss_Расход 3 - Отопление (F3)': 0.11846283911650612, 'miss_Расход тепла (E1)': 0.11846283911650612, 'miss_Температура 1 - Улица (T1)': 0.11846283911650612, 'miss_Температура 2 - Цех у склада (T2)': 0.11846283911650612, 'miss_Температура 2-1 - Цех у пресса (T2_1)': 0.11846283911650612, 'miss_Температура 2-2 - Адм. Бух. (T2_2)': 0.11846283911650612, 'miss_Температура 3 - Сеть Подача (T3)': 0.11846283911650612, 'miss_Температура 4 - Сеть Обратка (T4)': 0.11846283911650612, 'miss_Температура 5 - Отопление Подача (T5)': 0.11846283911650612, 'miss_Температура 6 - Отопление Обратка (T6)': 0.11846283911650612, 'miss_Температура 7 - Задание (T7)': 0.11846283911650612, 'miss_Температура 7-0 - Задание График (T7_0)': 0.11846283911650612, 'miss_Коррекция от превышения t (Korrect-OH)': 0.11846283911650612, 'miss_Коррекция от снижения t (Korrect-OC)': 0.11846283911650612, 'miss_Насос N1 (Pump1-R)': 0.11846283911650612, 'miss_Насос N2 (Pump2-R)': 0.11846283911650612, 'Коррекция от превышения t (Korrect-OH)_Не работает': 0.3401218020497252, 'Коррекция от превышения t (Korrect-OH)_Работает': 0.3401218020497252, 'Коррекция от снижения t (Korrect-OC)_Не работает': 0.49781420256542375, 'Коррекция от снижения t (Korrect-OC)_Работает': 0.49781420256542375, 'Насос N1 (Pump1-R)_Включен': 0.4953943697673826, 'Насос N1 (Pump1-R)_Отключен': 0.4953943697673826, 'Насос N2 (Pump2-R)_Включен': 0.4953943697673826, 'Насос N2 (Pump2-R)_Отключен': 0.4953943697673826})", "enable_threshold": true, "enable_calibrator": true, "threshold": "AggregateAlarms(abs_score=True, alm_suppress_minutes=120, alm_threshold=2.5, alm_window_minutes=60, min_alm_in_window=2)", "dim": 59, "calibrator": "AnomScoreCalibrator(abs_score=True, anchors=[(98.4259920947653, 0.0), (155.19245454906027, 0.5), (188.43218626291733, 1.0), (233.8579972463183, 1.5), (389.19929682742037, 2.0), (521.6910423564491, 4.161416286239563), (1000.0, 5.161416286239563)], max_score=1000)"}
LSTM_Merlion | 9.05 | 28.57 | 8.33 | 5.26 | 6.45 | 66.67 | 8 | 0 | 0 | 0 |  |  | 0 | 3 | 0 | 0.95, +, 1 | 30.41 | 0.19 | {"batch_size": 256, "dropout": [0, 0], "enable_calibrator": false, "enable_threshold": false, "hidden_size": 5, "lr": 0.001, "n_layers": [1, 1], "normalize": "Identity()", "num_epochs": 80, "sequence_len": 6, "threshold": "AggregateAlarms(abs_score=True, alm_suppress_minutes=120, alm_threshold=2.5, alm_window_minutes=60, min_alm_in_window=2)", "_transform": "Identity()", "dim": 59, "calibrator": "AnomScoreCalibrator(abs_score=True, anchors=None, max_score=1000)"}
LSTM_Merlion_scaled | 5.32 | 14.29 | 8.33 | 3.23 | 4.65 | 8.33 | 1 | 0 | 0 | 0 |  |  | 2.25 | 3 | 9 | 0.95, +, 1 | 31.09 | 0.19 | {"num_epochs": 80, "lr": 0.001, "batch_size": 256, "dropout": [0, 0], "n_layers": [1, 1], "sequence_len": 6, "hidden_size": 5, "_transform": "Identity()", "normalize": "MeanVarNormalize(bias={'Test_D436_fl (Test_D436_fl)': 109.98263888888889, 'Test_D438_fl (Test_D438_fl)': 3.0864583333333333, 'Test_D440_fl (Test_D440_fl)': 542.0833333333334, 'Test_D442_fl (Test_D442_fl)': 0.054208333333333344, 'Вентиль - положение (Valve)': 25.51880208333333, 'Давление 1 - Сеть Подача (P1)': 6.761692708333334, 'Давление 2 - Сеть Обратка (P2)': 5.512881944444445, 'Давление 3 - Отопление (P3)': 3.306857638888889, 'Подпитка (Accum_Units)': 0.0, 'Расход 1 - Подпитка (F1)': 0.0, 'Расход 2 - Сеть (F2)': 1.4764184027777778, 'Расход 3 - Отопление (F3)': 9.235388888888888, 'Расход тепла (E1)': 0.07211663194444445, 'Температура 1 - Улица (T1)': -8.844861111111111, 'Температура 2 - Цех у склада (T2)': 17.098532986111113, 'Температура 2-1 - Цех у пресса (T2_1)': 17.069895833333334, 'Температура 2-2 - Адм. Бух. (T2_2)': 19.48472222222222, 'Температура 3 - Сеть Подача (T3)': 89.03266493055555, 'Температура 4 - Сеть Обратка (T4)': 37.394131944444446, 'Температура 5 - Отопление Подача (T5)': 42.07013888888889, 'Температура 6 - Отопление Обратка (T6)': 34.224322916666665, 'Температура 7 - Задание (T7)': 42.73605902777778, 'Температура 7-0 - Задание График (T7_0)': 40.44869791666667, 'miss_all': 0.01423611111111111, 'miss_Test_D436_fl (Test_D436_fl)': 0.01423611111111111, 'miss_Test_D438_fl (Test_D438_fl)': 0.01423611111111111, 'miss_Test_D440_fl (Test_D440_fl)': 0.01423611111111111, 'miss_Test_D442_fl (Test_D442_fl)': 0.01423611111111111, 'miss_Вентиль - положение (Valve)': 0.01423611111111111, 'miss_Давление 1 - Сеть Подача (P1)': 0.01423611111111111, 'miss_Давление 2 - Сеть Обратка (P2)': 0.01423611111111111, 'miss_Давление 3 - Отопление (P3)': 0.01423611111111111, 'miss_Подпитка (Accum_Units)': 0.01423611111111111, 'miss_Расход 1 - Подпитка (F1)': 0.01423611111111111, 'miss_Расход 2 - Сеть (F2)': 0.01423611111111111, 'miss_Расход 3 - Отопление (F3)': 0.01423611111111111, 'miss_Расход тепла (E1)': 0.01423611111111111, 'miss_Температура 1 - Улица (T1)': 0.01423611111111111, 'miss_Температура 2 - Цех у склада (T2)': 0.01423611111111111, 'miss_Температура 2-1 - Цех у пресса (T2_1)': 0.01423611111111111, 'miss_Температура 2-2 - Адм. Бух. (T2_2)': 0.01423611111111111, 'miss_Температура 3 - Сеть Подача (T3)': 0.01423611111111111, 'miss_Температура 4 - Сеть Обратка (T4)': 0.01423611111111111, 'miss_Температура 5 - Отопление Подача (T5)': 0.01423611111111111, 'miss_Температура 6 - Отопление Обратка (T6)': 0.01423611111111111, 'miss_Температура 7 - Задание (T7)': 0.01423611111111111, 'miss_Температура 7-0 - Задание График (T7_0)': 0.01423611111111111, 'miss_Коррекция от превышения t (Korrect-OH)': 0.01423611111111111, 'miss_Коррекция от снижения t (Korrect-OC)': 0.01423611111111111, 'miss_Насос N1 (Pump1-R)': 0.01423611111111111, 'miss_Насос N2 (Pump2-R)': 0.01423611111111111, 'Коррекция от превышения t (Korrect-OH)_Не работает': 0.8664930555555556, 'Коррекция от превышения t (Korrect-OH)_Работает': 0.13350694444444444, 'Коррекция от снижения t (Korrect-OC)_Не работает': 0.45329861111111114, 'Коррекция от снижения t (Korrect-OC)_Работает': 0.5467013888888889, 'Насос N1 (Pump1-R)_Включен': 0.4322916666666667, 'Насос N1 (Pump1-R)_Отключен': 0.5677083333333334, 'Насос N2 (Pump2-R)_Включен': 0.5677083333333334, 'Насос N2 (Pump2-R)_Отключен': 0.4322916666666667}, normalize_bias=True, normalize_scale=True, scale={'Test_D436_fl (Test_D436_fl)': 165.62224749488968, 'Test_D438_fl (Test_D438_fl)': 2.6571752881872093, 'Test_D440_fl (Test_D440_fl)': 830.5040773948339, 'Test_D442_fl (Test_D442_fl)': 0.0830504077394834, 'Вентиль - положение (Valve)': 15.664584545453554, 'Давление 1 - Сеть Подача (P1)': 0.14754648284391397, 'Давление 2 - Сеть Обратка (P2)': 0.056032232356794325, 'Давление 3 - Отопление (P3)': 0.6001105400581377, 'Подпитка (Accum_Units)': 1.0, 'Расход 1 - Подпитка (F1)': 1.0, 'Расход 2 - Сеть (F2)': 0.5150841037800461, 'Расход 3 - Отопление (F3)': 0.6370787590974997, 'Расход тепла (E1)': 0.02165255322247321, 'Температура 1 - Улица (T1)': 6.695923470780055, 'Температура 2 - Цех у склада (T2)': 0.5322833257227507, 'Температура 2-1 - Цех у пресса (T2_1)': 0.7372439453685862, 'Температура 2-2 - Адм. Бух. (T2_2)': 2.0465833891324436, 'Температура 3 - Сеть Подача (T3)': 3.3656751735483295, 'Температура 4 - Сеть Обратка (T4)': 5.055888114705861, 'Температура 5 - Отопление Подача (T5)': 5.811410200835641, 'Температура 6 - Отопление Обратка (T6)': 3.843822432907746, 'Температура 7 - Задание (T7)': 6.77397152325758, 'Температура 7-0 - Задание График (T7_0)': 4.835219014960392, 'miss_all': 0.11846283911650612, 'miss_Test_D436_fl (Test_D436_fl)': 0.11846283911650612, 'miss_Test_D438_fl (Test_D438_fl)': 0.11846283911650612, 'miss_Test_D440_fl (Test_D440_fl)': 0.11846283911650612, 'miss_Test_D442_fl (Test_D442_fl)': 0.11846283911650612, 'miss_Вентиль - положение (Valve)': 0.11846283911650612, 'miss_Давление 1 - Сеть Подача (P1)': 0.11846283911650612, 'miss_Давление 2 - Сеть Обратка (P2)': 0.11846283911650612, 'miss_Давление 3 - Отопление (P3)': 0.11846283911650612, 'miss_Подпитка (Accum_Units)': 0.11846283911650612, 'miss_Расход 1 - Подпитка (F1)': 0.11846283911650612, 'miss_Расход 2 - Сеть (F2)': 0.11846283911650612, 'miss_Расход 3 - Отопление (F3)': 0.11846283911650612, 'miss_Расход тепла (E1)': 0.11846283911650612, 'miss_Температура 1 - Улица (T1)': 0.11846283911650612, 'miss_Температура 2 - Цех у склада (T2)': 0.11846283911650612, 'miss_Температура 2-1 - Цех у пресса (T2_1)': 0.11846283911650612, 'miss_Температура 2-2 - Адм. Бух. (T2_2)': 0.11846283911650612, 'miss_Температура 3 - Сеть Подача (T3)': 0.11846283911650612, 'miss_Температура 4 - Сеть Обратка (T4)': 0.11846283911650612, 'miss_Температура 5 - Отопление Подача (T5)': 0.11846283911650612, 'miss_Температура 6 - Отопление Обратка (T6)': 0.11846283911650612, 'miss_Температура 7 - Задание (T7)': 0.11846283911650612, 'miss_Температура 7-0 - Задание График (T7_0)': 0.11846283911650612, 'miss_Коррекция от превышения t (Korrect-OH)': 0.11846283911650612, 'miss_Коррекция от снижения t (Korrect-OC)': 0.11846283911650612, 'miss_Насос N1 (Pump1-R)': 0.11846283911650612, 'miss_Насос N2 (Pump2-R)': 0.11846283911650612, 'Коррекция от превышения t (Korrect-OH)_Не работает': 0.3401218020497252, 'Коррекция от превышения t (Korrect-OH)_Работает': 0.3401218020497252, 'Коррекция от снижения t (Korrect-OC)_Не работает': 0.49781420256542375, 'Коррекция от снижения t (Korrect-OC)_Работает': 0.49781420256542375, 'Насос N1 (Pump1-R)_Включен': 0.4953943697673826, 'Насос N1 (Pump1-R)_Отключен': 0.4953943697673826, 'Насос N2 (Pump2-R)_Включен': 0.4953943697673826, 'Насос N2 (Pump2-R)_Отключен': 0.4953943697673826})", "enable_threshold": true, "enable_calibrator": true, "threshold": "AggregateAlarms(abs_score=True, alm_suppress_minutes=120, alm_threshold=2.5, alm_window_minutes=60, min_alm_in_window=2)", "dim": 59, "calibrator": "AnomScoreCalibrator(abs_score=True, anchors=[(0.10442969823877017, 0.0), (0.672185329881644, 0.5), (0.8752209732057801, 1.0), (1.0072398870752424, 1.5), (1.1062193491670917, 2.0), (4.200103839238484, 4.161416286239563), (8.400207678476969, 5.161416286239563)], max_score=1000)"}
DAGMM_base_miss | 0.85 | 0 | 0 | 0 | 0 | 0 | 0 | 0 | 0 | 0 |  |  | 0 | 3 | 0 | 0.95, +, 1 | 67.47 | 11.46 | {"gmm_k": 4, "hidden_size": 16, "lambda_energy": 0.05, "lambda_cov_diag": 0.005, "num_epochs": 80, "batch_size": 128, "lr": 0.001, "_transform": "Identity()", "normalize": "Identity()", "enable_calibrator": false, "enable_threshold": false, "sequence_len": 6, "threshold": "AggregateAlarms(abs_score=True, alm_suppress_minutes=120, alm_threshold=2.5, alm_window_minutes=60, min_alm_in_window=2)", "dim": 59, "calibrator": "AnomScoreCalibrator(abs_score=True, anchors=None, max_score=1000)"}
DAGMM1_miss | 0.67 | 0 | 0 | 0 | 0 | 0 | 0 | 0 | 0 | 0 |  |  | 0.5 | 3 | 2 | 0.95, -, 1 | 67.78 | 11.64 | {"gmm_k": 4, "hidden_size": 16, "lambda_energy": 0.05, "lambda_cov_diag": 0.001, "num_epochs": 80, "batch_size": 128, "lr": 0.001, "_transform": "Identity()", "normalize": "Identity()", "enable_calibrator": false, "enable_threshold": false, "sequence_len": 6, "threshold": "AggregateAlarms(abs_score=True, alm_suppress_minutes=120, alm_threshold=2.5, alm_window_minutes=60, min_alm_in_window=2)", "dim": 59, "calibrator": "AnomScoreCalibrator(abs_score=True, anchors=None, max_score=1000)"}
DAGMM2_miss | 4.47 | 13.33 | 0 | 0 | 0 | 8.33 | 1 | 0 | 0 | 0 |  |  | 0 | 3 | 0 | 0.95, -, 1 | 96.35 | 19.87 | {"gmm_k": 6, "hidden_size": 32, "lambda_energy": 0.03, "lambda_cov_diag": 0.001, "num_epochs": 80, "batch_size": 128, "lr": 0.001, "_transform": "Identity()", "normalize": "Identity()", "enable_calibrator": false, "enable_threshold": false, "sequence_len": 6, "threshold": "AggregateAlarms(abs_score=True, alm_suppress_minutes=120, alm_threshold=2.5, alm_window_minutes=60, min_alm_in_window=2)", "dim": 59, "calibrator": "AnomScoreCalibrator(abs_score=True, anchors=None, max_score=1000)"}
DAGMM3_miss | 0.63 | 0 | 0 | 0 | 0 | 0 | 0 | 0 | 0 | 0 |  |  | 0.25 | 3 | 1 | 0.95, -, 1 | 96.03 | 19.73 | {"gmm_k": 6, "hidden_size": 32, "lambda_energy": 0.05, "lambda_cov_diag": 0.001, "num_epochs": 80, "batch_size": 128, "lr": 0.001, "_transform": "Identity()", "normalize": "Identity()", "enable_calibrator": false, "enable_threshold": false, "sequence_len": 6, "threshold": "AggregateAlarms(abs_score=True, alm_suppress_minutes=120, alm_threshold=2.5, alm_window_minutes=60, min_alm_in_window=2)", "dim": 59, "calibrator": "AnomScoreCalibrator(abs_score=True, anchors=None, max_score=1000)"}
USAD_base_miss | 6.55 | 16 | 8.33 | 3.03 | 4.44 | 75 | 9 | 33.33 | 16.67 | 22.22 | 15 | 15 | 1.5 | 3 | 6 | 0.95, +, 1 | 24.08 | 0.08 | {"epochs": 80, "prt_steps": 10, "device": "cuda", "verbose": 1, "random_state": 42, "seq_len": 6}
TranAD_base_miss | 21.19 | 48 | 50 | 18.18 | 26.67 | 91.67 | 11 | 66.67 | 40 | 50 | 5 | 5 | 1.25 | 3 | 5 | 0.95, +, 1 | 22.84 | 0.13 | {"epochs": 80, "prt_steps": 20, "device": "cuda", "verbose": 1, "random_state": 42, "seq_len": 6}
DeepIFTS_base_miss | 1.98 | 5.26 | 8.33 | 1.69 | 2.82 | 8.33 | 1 | 33.33 | 11.11 | 16.67 | 15 | 15 | 2.25 | 3 | 9 | 0.95, +, 1 | 13.2 | 4.5 | {"epochs": 80, "prt_steps": 20, "device": "cuda", "verbose": 1, "random_state": 42, "seq_len": 6}
TcnED_base_miss | 18.63 | 30 | 83.33 | 8.85 | 16 | 58.33 | 7 | 66.67 | 66.67 | 66.67 | 7.5 | 7.5 | 0.75 | 3 | 3 | 0.95, +, 1 | 95.84 | 0.17 | {"epochs": 80, "lr": 0.001, "prt_steps": 20, "device": "cuda", "verbose": 1, "random_state": 42, "seq_len": 6}
Anomaly_transformer_base_miss | 31 | 35 | 41.67 | 20.83 | 27.78 | 58.33 | 7 | 66.67 | 50 | 57.14 | 7.5 | 7.5 | 1 | 3 | 4 | 0.95, +, 1 | 44.61 | 0.88 | {"epochs": 80, "prt_steps": 20, "device": "cuda", "verbose": 1, "random_state": 42, "seq_len": 6}
DeepSVDD_transformer1 | 1.14 | 2.9 | 8.33 | 1.43 |  | 8.33 | 1 | 33.33 | 16.67 | 22.22 | 10 | 10 | 1.5 | 3 | 6 | 0.97, +, 1 | 46.69 | 0.14 | {"hidden_dims": 64, "stride": 1, "lr": 0.001, "epochs": 80, "prt_steps": 20, "device": "cuda", "verbose": 1, "random_state": 42, "seq_len": 6}
DeepSVDD_Transformer_miss | 9.72 | 25.53 | 50 | 4.23 | 7.79 | 50 | 6 | 66.67 | 14.29 | 23.53 | 7.5 | 7.5 | 3.5 | 3 | 14 | 0.95, +, 1 | 3.01 | 0.1 | {"network": "Transformer", "epochs": 80, "prt_steps": 20, "device": "cuda", "verbose": 1, "random_state": 42, "seq_len": 6}
DeepSVDD_GRU_miss | 23.93 | 34.78 | 25 | 42.86 | 31.58 | 33.33 | 4 | 33.33 | 50 | 40 | 5 | 5 | 0.5 | 3 | 2 | 0.95, +, 1 | 1.91 | 0.08 | {"network": "GRU", "epochs": 80, "prt_steps": 20, "device": "cuda", "verbose": 1, "random_state": 42, "seq_len": 6}
DeepSVDD_TCN_miss | 2.4 | 6.15 | 0 | 0 | 0 | 16.67 | 2 | 0 | 0 | 0 |  |  | 0 | 3 | 0 | 0.95, +, 1 | 2.78 | 0.09 | {"network": "TCN", "epochs": 80, "prt_steps": 20, "device": "cuda", "verbose": 1, "random_state": 42, "seq_len": 6}
DeepSVDD_LSTM_miss | 19.51 | 15.69 | 8.33 | 50 | 14.29 | 33.33 | 4 | 33.33 | 100 | 50 | 15 | 15 | 0.25 | 3 | 1 | 0.95, +, 1 | 1.98 | 0.08 | {"network": "LSTM", "epochs": 80, "prt_steps": 20, "device": "cuda", "verbose": 1, "random_state": 42, "seq_len": 6}
DeepSVDD_Transformer_epoch200 | 19.24 | 20.69 | 50 | 7.32 | 12.77 | 50 | 6 | 66.67 | 20 | 30.77 | 7.5 | 7.5 | 2.5 | 3 | 10 | 0.95, +, 1 | 7.65 | 0.11 | {"network": "Transformer", "epochs": 200, "prt_steps": 20, "device": "cuda", "verbose": 1, "random_state": 42, "seq_len": 6}
DeepSVDD_GRU_epoch200 | 8.7 | 14.29 | 8.33 | 11.11 | 9.52 | 41.67 | 5 | 0 | 0 | 0 |  |  | 0.5 | 3 | 2 | 0.95, +, 1 | 3.97 | 0.07 | {"network": "GRU", "epochs": 200, "prt_steps": 20, "device": "cuda", "verbose": 1, "random_state": 42, "seq_len": 6}
DeepSVDD_TCN_epoch200 | 3.51 | 12.77 | 8.33 | 5.56 | 6.67 | 33.33 | 4 | 0 | 0 | 0 |  |  | 0.25 | 3 | 1 | 0.95, +, 1 | 5.57 | 0.08 | {"network": "TCN", "epochs": 200, "prt_steps": 20, "device": "cuda", "verbose": 1, "random_state": 42, "seq_len": 6}
DeepSVDD_LSTM_epoch200 | 2.66 | 7.55 | 0 | 0 | 0 | 25 | 3 | 0 | 0 | 0 |  |  | 0 | 3 | 0 | 0.95, +, 1 | 3.82 | 0.16 | {"network": "LSTM", "epochs": 200, "prt_steps": 20, "device": "cuda", "verbose": 1, "random_state": 42, "seq_len": 6}
DeepSVDD_Transformer_1 | 1.14 | 2.9 | 8.33 | 1.08 | 1.9 | 8.33 | 1 | 33.33 | 8.33 | 13.33 | 10 | 10 | 3 | 3 | 12 | 0.95, +, 1 | 25.34 | 0.09 | {"network": "Transformer", "hidden_dims": 64, "stride": 1, "lr": 0.001, "epochs": 80, "prt_steps": 20, "device": "cuda", "verbose": 1, "random_state": 42, "seq_len": 6}
DeepSVDD_GRU_1 | 19.5 | 34.29 | 50 | 13.04 | 20.69 | 58.33 | 7 | 66.67 | 66.67 | 66.67 | 5 | 5 | 0.75 | 3 | 3 | 0.95, +, 1 | 11.81 | 0.07 | {"network": "GRU", "hidden_dims": 64, "stride": 1, "lr": 0.001, "epochs": 80, "prt_steps": 20, "device": "cuda", "verbose": 1, "random_state": 42, "seq_len": 6}
DeepSVDD_TCN_1 | 11.28 | 23.53 | 58.33 | 16.28 | 25.45 | 66.67 | 8 | 66.67 | 66.67 | 66.67 | 2.5 | 2.5 | 0.75 | 3 | 3 | 0.95, +, 1 | 17.08 | 0.18 | {"network": "TCN", "hidden_dims": 64, "stride": 1, "lr": 0.001, "epochs": 80, "prt_steps": 20, "device": "cuda", "verbose": 1, "random_state": 42, "seq_len": 6}
DeepSVDD_LSTM_1 | 7.99 | 17.39 | 33.33 | 11.43 | 17.02 | 58.33 | 7 | 33.33 | 33.33 | 33.33 | 5 | 5 | 0.75 | 3 | 3 | 0.95, +, 1 | 12.55 | 0.08 | {"network": "LSTM", "hidden_dims": 64, "stride": 1, "lr": 0.001, "epochs": 80, "prt_steps": 20, "device": "cuda", "verbose": 1, "random_state": 42, "seq_len": 6}
DeepSVDD_Transformer_epoch200_1 | 2.75 | 8.45 | 16.67 | 5.88 | 8.7 | 33.33 | 4 | 33.33 | 12.5 | 18.18 | 5 | 5 | 2 | 3 | 8 | 0.95, +, 1 | 70.46 | 0.19 | {"network": "Transformer", "hidden_dims": 64, "stride": 1, "lr": 0.001, "epochs": 200, "prt_steps": 20, "device": "cuda", "verbose": 1, "random_state": 42, "seq_len": 6}
DeepSVDD_GRU_epoch200_1 | 1.15 | 0 | 0 | 0 | 0 | 0 | 0 | 0 | 0 | 0 |  |  | 0.75 | 3 | 3 | 0.95, +, 1 | 34.53 | 0.08 | {"network": "GRU", "hidden_dims": 64, "stride": 1, "lr": 0.001, "epochs": 200, "prt_steps": 20, "device": "cuda", "verbose": 1, "random_state": 42, "seq_len": 6}
DeepSVDD_TCN_epoch200_1 | 1.64 | 0 | 50 | 1.83 | 3.54 | 0 | 0 | 66.67 | 11.76 | 20 | 5 | 5 | 4.25 | 3 | 17 | 0.95, +, 1 | 49.85 | 0.09 | {"network": "TCN", "hidden_dims": 64, "stride": 1, "lr": 0.001, "epochs": 200, "prt_steps": 20, "device": "cuda", "verbose": 1, "random_state": 42, "seq_len": 6}
DeepSVDD_LSTM_epoch200_1 | 3.95 | 6.06 | 33.33 | 5.48 | 9.41 | 41.67 | 5 | 33.33 | 33.33 | 33.33 | 5 | 5 | 0.75 | 3 | 3 | 0.95, +, 1 | 33.82 | 0.17 | {"network": "LSTM", "hidden_dims": 64, "stride": 1, "lr": 0.001, "epochs": 200, "prt_steps": 20, "device": "cuda", "verbose": 1, "random_state": 42, "seq_len": 6}
DeepSVDD_Transformer_2 | 2.03 | 9.52 | 16.67 | 4.17 | 6.67 | 25 | 3 | 33.33 | 25 | 28.57 | 10 | 10 | 1 | 3 | 4 | 0.95, +, 1 | 25.62 | 0.09 | {"network": "Transformer", "hidden_dims": 64, "rep_dim": 32, "stride": 1, "lr": 0.001, "epochs": 80, "prt_steps": 20, "device": "cuda", "verbose": 1, "random_state": 42, "seq_len": 6}
DeepSVDD_GRU_2 | 28.71 | 42.42 | 50 | 42.86 | 46.15 | 58.33 | 7 | 66.67 | 66.67 | 66.67 | 5 | 5 | 0.75 | 3 | 3 | 0.95, +, 1 | 12.61 | 0.08 | {"network": "GRU", "hidden_dims": 64, "rep_dim": 32, "stride": 1, "lr": 0.001, "epochs": 80, "prt_steps": 20, "device": "cuda", "verbose": 1, "random_state": 42, "seq_len": 6}
DeepSVDD_TCN_2 | 17.57 | 19.61 | 66.67 | 8.7 | 15.38 | 66.67 | 8 | 66.67 | 18.18 | 28.57 | 5 | 5 | 2.75 | 3 | 11 | 0.95, +, 1 | 18.22 | 0.17 | {"network": "TCN", "hidden_dims": 64, "rep_dim": 32, "stride": 1, "lr": 0.001, "epochs": 80, "prt_steps": 20, "device": "cuda", "verbose": 1, "random_state": 42, "seq_len": 6}
DeepSVDD_LSTM_2 | 6.66 | 22.86 | 41.67 | 6.58 | 11.36 | 58.33 | 7 | 66.67 | 50 | 57.14 | 7.5 | 7.5 | 1 | 3 | 4 | 0.95, +, 1 | 13.01 | 0.16 | {"network": "LSTM", "hidden_dims": 64, "rep_dim": 32, "stride": 1, "lr": 0.001, "epochs": 80, "prt_steps": 20, "device": "cuda", "verbose": 1, "random_state": 42, "seq_len": 6}
Ensemble_Merlion | 11.74 | 35 | 8.33 | 6.25 | 7.14 | 66.67 | 8 | 0 | 0 | 0 |  |  | 0 | 3 | 0 | 0.95, +, 1 | 93.9 | 21.69

## 8
| PR-AUC | F1@FPR5% | Recall | Precision | F1_anom | Recall@100 | Precision@100 | Event Recall | Event Precision | F1 event | TTD mean | TTD median | Alerts per day | n true events | n pred events | threshold | train time sec | inference time sec | model params
AutoEncoder_Merlion_base_scaled | 4.5 | 0 | 96.05 | 6.14 | 11.55 | 0 | 0 | 33.33 | 20 | 25 | 1 | 1 | 1 | 3 | 5 | 0.95, +, 1 | 77.58 | 0.54 | {"num_epochs": 80, "lr": 0.001, "batch_size": 512, "sequence_len": 48, "layer_sizes": [25, 10, 5], "hidden_size": 5, "_transform": "Identity()", "normalize": "MeanVarNormalize(bias={'Показания датчика аварийного озона (P528)': 0.042452878417426086, 'Показания технологического датчика озона №1 (P512)': 0.0, 'Показания технологического датчика озона №2 (P520)': 1.456322582796177, 'Давление (P532)': 173.36872638364082, 'Минимальное давление (P533)': 20.0, 'Давление (P535)': 8.532229384307623, 'Минимальное давление (P536)': 60.0, 'miss_all': 0.4213380751278062, 'miss_Показания датчика аварийного озона (P528)': 0.4213380751278062, 'miss_Показания технологического датчика озона №1 (P512)': 0.4213380751278062, 'miss_Показания технологического датчика озона №2 (P520)': 0.4213380751278062, 'miss_Давление (P532)': 0.4213380751278062, 'miss_Минимальное давление (P533)': 0.05641253611913759, 'miss_Давление (P535)': 0.4213380751278062, 'miss_Минимальное давление (P536)': 0.05641253611913759, 'miss_Состояние датчика потока воздуха №1 (P571_14)': 0.4213380751278062, 'miss_Состояние датчика потока воздуха №2 (P572_15)': 0.4213380751278062, 'miss_Состояние компрессора 1 (P564)': 0.4213380751278062, 'miss_Состояние генератора №1 (P565)': 0.4213380751278062, 'miss_Состояние компрессора 2 (P566)': 0.4213380751278062, 'miss_Состояние генератора №2 (P567)': 0.4213380751278062, 'Состояние датчика потока воздуха №1 (P571_14)_Есть сигнал': 0.7211824849966659, 'Состояние датчика потока воздуха №1 (P571_14)_Нет сигнала': 0.27881751500333407, 'Состояние датчика потока воздуха №2 (P572_15)_Есть сигнал': 0.2785952433874194, 'Состояние датчика потока воздуха №2 (P572_15)_Нет сигнала': 0.7214047566125805, 'Состояние компрессора 1 (P564)_Пауза': 0.09677706156923761, 'Состояние компрессора 1 (P564)_Работа': 0.9032229384307624, 'Состояние генератора №1 (P565)_Отдых': 0.10108913091798177, 'Состояние генератора №1 (P565)_Работа': 0.8989108690820182, 'Состояние компрессора 2 (P566)_Пауза': 0.8965547899533229, 'Состояние компрессора 2 (P566)_Работа': 0.10344521004667703, 'Состояние генератора №2 (P567)_Отдых': 0.9006445876861525, 'Состояние генератора №2 (P567)_Пауза': 0.00013336296954878863, 'Состояние генератора №2 (P567)_Работа': 0.09922204934429874}, normalize_bias=True, normalize_scale=True, scale={'Показания датчика аварийного озона (P528)': 0.10923692147482916, 'Показания технологического датчика озона №1 (P512)': 1.0, 'Показания технологического датчика озона №2 (P520)': 1.3226564883575482, 'Давление (P532)': 59.41273999645308, 'Минимальное давление (P533)': 1.0, 'Давление (P535)': 24.902078696022215, 'Минимальное давление (P536)': 1.0, 'miss_all': 0.4937735326801158, 'miss_Показания датчика аварийного озона (P528)': 0.4937735326801158, 'miss_Показания технологического датчика озона №1 (P512)': 0.4937735326801158, 'miss_Показания технологического датчика озона №2 (P520)': 0.4937735326801158, 'miss_Давление (P532)': 0.4937735326801158, 'miss_Минимальное давление (P533)': 0.23071662681251343, 'miss_Давление (P535)': 0.4937735326801158, 'miss_Минимальное давление (P536)': 0.23071662681251343, 'miss_Состояние датчика потока воздуха №1 (P571_14)': 0.4937735326801158, 'miss_Состояние датчика потока воздуха №2 (P572_15)': 0.4937735326801158, 'miss_Состояние компрессора 1 (P564)': 0.4937735326801158, 'miss_Состояние генератора №1 (P565)': 0.4937735326801158, 'miss_Состояние компрессора 2 (P566)': 0.4937735326801158, 'miss_Состояние генератора №2 (P567)': 0.4937735326801158, 'Состояние датчика потока воздуха №1 (P571_14)_Есть сигнал': 0.44841756023900275, 'Состояние датчика потока воздуха №1 (P571_14)_Нет сигнала': 0.44841756023900275, 'Состояние датчика потока воздуха №2 (P572_15)_Есть сигнал': 0.4483078559977774, 'Состояние датчика потока воздуха №2 (P572_15)_Нет сигнала': 0.44830785599777745, 'Состояние компрессора 1 (P564)_Пауза': 0.2956539563801939, 'Состояние компрессора 1 (P564)_Работа': 0.2956539563801939, 'Состояние генератора №1 (P565)_Отдых': 0.3014467092675402, 'Состояние генератора №1 (P565)_Работа': 0.3014467092675402, 'Состояние компрессора 2 (P566)_Пауза': 0.30453948605242626, 'Состояние компрессора 2 (P566)_Работа': 0.30453948605242626, 'Состояние генератора №2 (P567)_Отдых': 0.29913862063898217, 'Состояние генератора №2 (P567)_Пауза': 0.011547518515557431, 'Состояние генератора №2 (P567)_Работа': 0.2989599208392595})", "enable_threshold": true, "enable_calibrator": true, "threshold": "AggregateAlarms(abs_score=True, alm_suppress_minutes=120, alm_threshold=2.5, alm_window_minutes=60, min_alm_in_window=2)", "dim": 34, "calibrator": "AnomScoreCalibrator(abs_score=True, anchors=[(19.915414810180664, 0.0), (27.950522735943238, 0.5), (29.83253723146273, 1.0), (31.471552496944415, 1.5), (33.310997660214056, 2.0), (153.91172790527344, 4.476840033165195), (307.8234558105469, 5.476840033165195)], max_score=1000)"}
AutoEncoder_Merlion_miss | 4.37 | 0 | 95.2 | 5.78 | 10.89 | 0 | 0 | 33.33 | 6.25 | 10.53 | 12 | 12 | 3.2 | 3 | 16 | 0.95, +, 1 | 110.89 | 0.71 | {"hidden_size": 16, "layer_sizes": [64, 32, 16], "num_epochs": 80, "batch_size": 128, "learning_rate": 0.001, "_transform": "Identity()", "normalize": "Identity()", "enable_calibrator": false, "enable_threshold": false, "lr": 0.001, "sequence_len": 48, "threshold": "AggregateAlarms(abs_score=True, alm_suppress_minutes=120, alm_threshold=2.5, alm_window_minutes=60, min_alm_in_window=2)", "dim": 34, "calibrator": "AnomScoreCalibrator(abs_score=True, anchors=None, max_score=1000)"}
AutoEncoder_Merlion_scaled | 4.64 | 0 | 88.7 | 5.76 | 10.81 | 0 | 0 | 33.33 | 25 | 28.57 | 8 | 8 | 1.6 | 3 | 8 | 0.95, +, 1 | 102.02 | 0.68 | {"hidden_size": 16, "layer_sizes": [64, 32, 16], "num_epochs": 80, "batch_size": 128, "lr": 0.001, "sequence_len": 48, "_transform": "Identity()", "normalize": "MeanVarNormalize(bias={'Показания датчика аварийного озона (P528)': 0.042452878417426086, 'Показания технологического датчика озона №1 (P512)': 0.0, 'Показания технологического датчика озона №2 (P520)': 1.456322582796177, 'Давление (P532)': 173.36872638364082, 'Минимальное давление (P533)': 20.0, 'Давление (P535)': 8.532229384307623, 'Минимальное давление (P536)': 60.0, 'miss_all': 0.4213380751278062, 'miss_Показания датчика аварийного озона (P528)': 0.4213380751278062, 'miss_Показания технологического датчика озона №1 (P512)': 0.4213380751278062, 'miss_Показания технологического датчика озона №2 (P520)': 0.4213380751278062, 'miss_Давление (P532)': 0.4213380751278062, 'miss_Минимальное давление (P533)': 0.05641253611913759, 'miss_Давление (P535)': 0.4213380751278062, 'miss_Минимальное давление (P536)': 0.05641253611913759, 'miss_Состояние датчика потока воздуха №1 (P571_14)': 0.4213380751278062, 'miss_Состояние датчика потока воздуха №2 (P572_15)': 0.4213380751278062, 'miss_Состояние компрессора 1 (P564)': 0.4213380751278062, 'miss_Состояние генератора №1 (P565)': 0.4213380751278062, 'miss_Состояние компрессора 2 (P566)': 0.4213380751278062, 'miss_Состояние генератора №2 (P567)': 0.4213380751278062, 'Состояние датчика потока воздуха №1 (P571_14)_Есть сигнал': 0.7211824849966659, 'Состояние датчика потока воздуха №1 (P571_14)_Нет сигнала': 0.27881751500333407, 'Состояние датчика потока воздуха №2 (P572_15)_Есть сигнал': 0.2785952433874194, 'Состояние датчика потока воздуха №2 (P572_15)_Нет сигнала': 0.7214047566125805, 'Состояние компрессора 1 (P564)_Пауза': 0.09677706156923761, 'Состояние компрессора 1 (P564)_Работа': 0.9032229384307624, 'Состояние генератора №1 (P565)_Отдых': 0.10108913091798177, 'Состояние генератора №1 (P565)_Работа': 0.8989108690820182, 'Состояние компрессора 2 (P566)_Пауза': 0.8965547899533229, 'Состояние компрессора 2 (P566)_Работа': 0.10344521004667703, 'Состояние генератора №2 (P567)_Отдых': 0.9006445876861525, 'Состояние генератора №2 (P567)_Пауза': 0.00013336296954878863, 'Состояние генератора №2 (P567)_Работа': 0.09922204934429874}, normalize_bias=True, normalize_scale=True, scale={'Показания датчика аварийного озона (P528)': 0.10923692147482916, 'Показания технологического датчика озона №1 (P512)': 1.0, 'Показания технологического датчика озона №2 (P520)': 1.3226564883575482, 'Давление (P532)': 59.41273999645308, 'Минимальное давление (P533)': 1.0, 'Давление (P535)': 24.902078696022215, 'Минимальное давление (P536)': 1.0, 'miss_all': 0.4937735326801158, 'miss_Показания датчика аварийного озона (P528)': 0.4937735326801158, 'miss_Показания технологического датчика озона №1 (P512)': 0.4937735326801158, 'miss_Показания технологического датчика озона №2 (P520)': 0.4937735326801158, 'miss_Давление (P532)': 0.4937735326801158, 'miss_Минимальное давление (P533)': 0.23071662681251343, 'miss_Давление (P535)': 0.4937735326801158, 'miss_Минимальное давление (P536)': 0.23071662681251343, 'miss_Состояние датчика потока воздуха №1 (P571_14)': 0.4937735326801158, 'miss_Состояние датчика потока воздуха №2 (P572_15)': 0.4937735326801158, 'miss_Состояние компрессора 1 (P564)': 0.4937735326801158, 'miss_Состояние генератора №1 (P565)': 0.4937735326801158, 'miss_Состояние компрессора 2 (P566)': 0.4937735326801158, 'miss_Состояние генератора №2 (P567)': 0.4937735326801158, 'Состояние датчика потока воздуха №1 (P571_14)_Есть сигнал': 0.44841756023900275, 'Состояние датчика потока воздуха №1 (P571_14)_Нет сигнала': 0.44841756023900275, 'Состояние датчика потока воздуха №2 (P572_15)_Есть сигнал': 0.4483078559977774, 'Состояние датчика потока воздуха №2 (P572_15)_Нет сигнала': 0.44830785599777745, 'Состояние компрессора 1 (P564)_Пауза': 0.2956539563801939, 'Состояние компрессора 1 (P564)_Работа': 0.2956539563801939, 'Состояние генератора №1 (P565)_Отдых': 0.3014467092675402, 'Состояние генератора №1 (P565)_Работа': 0.3014467092675402, 'Состояние компрессора 2 (P566)_Пауза': 0.30453948605242626, 'Состояние компрессора 2 (P566)_Работа': 0.30453948605242626, 'Состояние генератора №2 (P567)_Отдых': 0.29913862063898217, 'Состояние генератора №2 (P567)_Пауза': 0.011547518515557431, 'Состояние генератора №2 (P567)_Работа': 0.2989599208392595})", "enable_threshold": true, "enable_calibrator": true, "threshold": "AggregateAlarms(abs_score=True, alm_suppress_minutes=120, alm_threshold=2.5, alm_window_minutes=60, min_alm_in_window=2)", "dim": 34, "calibrator": "AnomScoreCalibrator(abs_score=True, anchors=[(12.025737762451172, 0.0), (20.728756131013, 0.5), (23.16921677813917, 1.0), (25.342344398262288, 1.5), (27.972997056311133, 2.0), (152.5390625, 4.476840033165195), (305.078125, 5.476840033165195)], max_score=1000)"}
VAE_Merlion | 4.34 | 0 | 95.2 | 5.68 | 10.71 | 0 | 0 | 33.33 | 5.56 | 9.52 | 16 | 16 | 3.61 | 3 | 18 | 0.95, +, 1 | 79.65 | 1.65 | {"batch_size": 1024, "decoder_hidden_sizes": [5, 10, 25], "dropout_rate": 0.0, "enable_calibrator": false, "enable_threshold": false, "encoder_hidden_sizes": [25, 10, 5], "kld_weight": 1.0, "latent_size": 5, "lr": 0.001, "normalize": "Identity()", "num_epochs": 80, "num_eval_samples": 10, "sequence_len": 48, "threshold": "AggregateAlarms(abs_score=True, alm_suppress_minutes=120, alm_threshold=2.5, alm_window_minutes=60, min_alm_in_window=2)", "_transform": "Identity()", "dim": 34, "calibrator": "AnomScoreCalibrator(abs_score=True, anchors=None, max_score=1000)"}
VAE_Merlion_scaled | 4.26 | 0 | 93.79 | 5.85 | 11.01 | 0 | 0 | 33.33 | 7.69 | 12.5 | 8 | 8 | 2.6 | 3 | 13 | 0.95, +, 1 | 75.82 | 1.53 | {"num_epochs": 80, "lr": 0.001, "batch_size": 1024, "num_eval_samples": 10, "dropout_rate": 0.0, "kld_weight": 1.0, "sequence_len": 48, "latent_size": 5, "decoder_hidden_sizes": [5, 10, 25], "encoder_hidden_sizes": [25, 10, 5], "_transform": "Identity()", "normalize": "MeanVarNormalize(bias={'Показания датчика аварийного озона (P528)': 0.042452878417426086, 'Показания технологического датчика озона №1 (P512)': 0.0, 'Показания технологического датчика озона №2 (P520)': 1.456322582796177, 'Давление (P532)': 173.36872638364082, 'Минимальное давление (P533)': 20.0, 'Давление (P535)': 8.532229384307623, 'Минимальное давление (P536)': 60.0, 'miss_all': 0.4213380751278062, 'miss_Показания датчика аварийного озона (P528)': 0.4213380751278062, 'miss_Показания технологического датчика озона №1 (P512)': 0.4213380751278062, 'miss_Показания технологического датчика озона №2 (P520)': 0.4213380751278062, 'miss_Давление (P532)': 0.4213380751278062, 'miss_Минимальное давление (P533)': 0.05641253611913759, 'miss_Давление (P535)': 0.4213380751278062, 'miss_Минимальное давление (P536)': 0.05641253611913759, 'miss_Состояние датчика потока воздуха №1 (P571_14)': 0.4213380751278062, 'miss_Состояние датчика потока воздуха №2 (P572_15)': 0.4213380751278062, 'miss_Состояние компрессора 1 (P564)': 0.4213380751278062, 'miss_Состояние генератора №1 (P565)': 0.4213380751278062, 'miss_Состояние компрессора 2 (P566)': 0.4213380751278062, 'miss_Состояние генератора №2 (P567)': 0.4213380751278062, 'Состояние датчика потока воздуха №1 (P571_14)_Есть сигнал': 0.7211824849966659, 'Состояние датчика потока воздуха №1 (P571_14)_Нет сигнала': 0.27881751500333407, 'Состояние датчика потока воздуха №2 (P572_15)_Есть сигнал': 0.2785952433874194, 'Состояние датчика потока воздуха №2 (P572_15)_Нет сигнала': 0.7214047566125805, 'Состояние компрессора 1 (P564)_Пауза': 0.09677706156923761, 'Состояние компрессора 1 (P564)_Работа': 0.9032229384307624, 'Состояние генератора №1 (P565)_Отдых': 0.10108913091798177, 'Состояние генератора №1 (P565)_Работа': 0.8989108690820182, 'Состояние компрессора 2 (P566)_Пауза': 0.8965547899533229, 'Состояние компрессора 2 (P566)_Работа': 0.10344521004667703, 'Состояние генератора №2 (P567)_Отдых': 0.9006445876861525, 'Состояние генератора №2 (P567)_Пауза': 0.00013336296954878863, 'Состояние генератора №2 (P567)_Работа': 0.09922204934429874}, normalize_bias=True, normalize_scale=True, scale={'Показания датчика аварийного озона (P528)': 0.10923692147482916, 'Показания технологического датчика озона №1 (P512)': 1.0, 'Показания технологического датчика озона №2 (P520)': 1.3226564883575482, 'Давление (P532)': 59.41273999645308, 'Минимальное давление (P533)': 1.0, 'Давление (P535)': 24.902078696022215, 'Минимальное давление (P536)': 1.0, 'miss_all': 0.4937735326801158, 'miss_Показания датчика аварийного озона (P528)': 0.4937735326801158, 'miss_Показания технологического датчика озона №1 (P512)': 0.4937735326801158, 'miss_Показания технологического датчика озона №2 (P520)': 0.4937735326801158, 'miss_Давление (P532)': 0.4937735326801158, 'miss_Минимальное давление (P533)': 0.23071662681251343, 'miss_Давление (P535)': 0.4937735326801158, 'miss_Минимальное давление (P536)': 0.23071662681251343, 'miss_Состояние датчика потока воздуха №1 (P571_14)': 0.4937735326801158, 'miss_Состояние датчика потока воздуха №2 (P572_15)': 0.4937735326801158, 'miss_Состояние компрессора 1 (P564)': 0.4937735326801158, 'miss_Состояние генератора №1 (P565)': 0.4937735326801158, 'miss_Состояние компрессора 2 (P566)': 0.4937735326801158, 'miss_Состояние генератора №2 (P567)': 0.4937735326801158, 'Состояние датчика потока воздуха №1 (P571_14)_Есть сигнал': 0.44841756023900275, 'Состояние датчика потока воздуха №1 (P571_14)_Нет сигнала': 0.44841756023900275, 'Состояние датчика потока воздуха №2 (P572_15)_Есть сигнал': 0.4483078559977774, 'Состояние датчика потока воздуха №2 (P572_15)_Нет сигнала': 0.44830785599777745, 'Состояние компрессора 1 (P564)_Пауза': 0.2956539563801939, 'Состояние компрессора 1 (P564)_Работа': 0.2956539563801939, 'Состояние генератора №1 (P565)_Отдых': 0.3014467092675402, 'Состояние генератора №1 (P565)_Работа': 0.3014467092675402, 'Состояние компрессора 2 (P566)_Пауза': 0.30453948605242626, 'Состояние компрессора 2 (P566)_Работа': 0.30453948605242626, 'Состояние генератора №2 (P567)_Отдых': 0.29913862063898217, 'Состояние генератора №2 (P567)_Пауза': 0.011547518515557431, 'Состояние генератора №2 (P567)_Работа': 0.2989599208392595})", "enable_threshold": true, "enable_calibrator": true, "threshold": "AggregateAlarms(abs_score=True, alm_suppress_minutes=120, alm_threshold=2.5, alm_window_minutes=60, min_alm_in_window=2)", "dim": 34, "calibrator": "AnomScoreCalibrator(abs_score=True, anchors=[(894.8747916074045, 0.0), (1095.290149800057, 0.5), (1234.550615424443, 1.0), (1301.6931824444955, 1.5), (1351.7352399749323, 2.0), (1656.5784591532595, 4.476840033165195), (3313.156918306519, 5.476840033165195)], max_score=3313.156918306519)"}
LSTM_Merlion | 4.33 | 0 | 70.9 | 5.84 | 10.8 | 0 | 0 | 66.67 | 6.06 | 11.11 | 28 | 28 | 6.61 | 3 | 33 | 0.95, +, 1 | 276.26 | 1.63 | {"batch_size": 256, "dropout": [0, 0], "enable_calibrator": false, "enable_threshold": false, "hidden_size": 5, "lr": 0.001, "n_layers": [1, 1], "normalize": "Identity()", "num_epochs": 80, "sequence_len": 48, "threshold": "AggregateAlarms(abs_score=True, alm_suppress_minutes=120, alm_threshold=2.5, alm_window_minutes=60, min_alm_in_window=2)", "_transform": "Identity()", "dim": 34, "calibrator": "AnomScoreCalibrator(abs_score=True, anchors=None, max_score=1000)"}
LSTM_Merlion_scaled | 5.63 | 0 | 76.27 | 5.2 | 9.74 | 0 | 0 | 66.67 | 14.29 | 23.53 | 20.5 | 20.5 | 4.21 | 3 | 21 | 0.95, +, 1 | 295.56 | 1.03 | {"num_epochs": 80, "lr": 0.001, "batch_size": 256, "dropout": [0, 0], "n_layers": [1, 1], "sequence_len": 48, "hidden_size": 5, "_transform": "Identity()", "normalize": "MeanVarNormalize(bias={'Показания датчика аварийного озона (P528)': 0.042452878417426086, 'Показания технологического датчика озона №1 (P512)': 0.0, 'Показания технологического датчика озона №2 (P520)': 1.456322582796177, 'Давление (P532)': 173.36872638364082, 'Минимальное давление (P533)': 20.0, 'Давление (P535)': 8.532229384307623, 'Минимальное давление (P536)': 60.0, 'miss_all': 0.4213380751278062, 'miss_Показания датчика аварийного озона (P528)': 0.4213380751278062, 'miss_Показания технологического датчика озона №1 (P512)': 0.4213380751278062, 'miss_Показания технологического датчика озона №2 (P520)': 0.4213380751278062, 'miss_Давление (P532)': 0.4213380751278062, 'miss_Минимальное давление (P533)': 0.05641253611913759, 'miss_Давление (P535)': 0.4213380751278062, 'miss_Минимальное давление (P536)': 0.05641253611913759, 'miss_Состояние датчика потока воздуха №1 (P571_14)': 0.4213380751278062, 'miss_Состояние датчика потока воздуха №2 (P572_15)': 0.4213380751278062, 'miss_Состояние компрессора 1 (P564)': 0.4213380751278062, 'miss_Состояние генератора №1 (P565)': 0.4213380751278062, 'miss_Состояние компрессора 2 (P566)': 0.4213380751278062, 'miss_Состояние генератора №2 (P567)': 0.4213380751278062, 'Состояние датчика потока воздуха №1 (P571_14)_Есть сигнал': 0.7211824849966659, 'Состояние датчика потока воздуха №1 (P571_14)_Нет сигнала': 0.27881751500333407, 'Состояние датчика потока воздуха №2 (P572_15)_Есть сигнал': 0.2785952433874194, 'Состояние датчика потока воздуха №2 (P572_15)_Нет сигнала': 0.7214047566125805, 'Состояние компрессора 1 (P564)_Пауза': 0.09677706156923761, 'Состояние компрессора 1 (P564)_Работа': 0.9032229384307624, 'Состояние генератора №1 (P565)_Отдых': 0.10108913091798177, 'Состояние генератора №1 (P565)_Работа': 0.8989108690820182, 'Состояние компрессора 2 (P566)_Пауза': 0.8965547899533229, 'Состояние компрессора 2 (P566)_Работа': 0.10344521004667703, 'Состояние генератора №2 (P567)_Отдых': 0.9006445876861525, 'Состояние генератора №2 (P567)_Пауза': 0.00013336296954878863, 'Состояние генератора №2 (P567)_Работа': 0.09922204934429874}, normalize_bias=True, normalize_scale=True, scale={'Показания датчика аварийного озона (P528)': 0.10923692147482916, 'Показания технологического датчика озона №1 (P512)': 1.0, 'Показания технологического датчика озона №2 (P520)': 1.3226564883575482, 'Давление (P532)': 59.41273999645308, 'Минимальное давление (P533)': 1.0, 'Давление (P535)': 24.902078696022215, 'Минимальное давление (P536)': 1.0, 'miss_all': 0.4937735326801158, 'miss_Показания датчика аварийного озона (P528)': 0.4937735326801158, 'miss_Показания технологического датчика озона №1 (P512)': 0.4937735326801158, 'miss_Показания технологического датчика озона №2 (P520)': 0.4937735326801158, 'miss_Давление (P532)': 0.4937735326801158, 'miss_Минимальное давление (P533)': 0.23071662681251343, 'miss_Давление (P535)': 0.4937735326801158, 'miss_Минимальное давление (P536)': 0.23071662681251343, 'miss_Состояние датчика потока воздуха №1 (P571_14)': 0.4937735326801158, 'miss_Состояние датчика потока воздуха №2 (P572_15)': 0.4937735326801158, 'miss_Состояние компрессора 1 (P564)': 0.4937735326801158, 'miss_Состояние генератора №1 (P565)': 0.4937735326801158, 'miss_Состояние компрессора 2 (P566)': 0.4937735326801158, 'miss_Состояние генератора №2 (P567)': 0.4937735326801158, 'Состояние датчика потока воздуха №1 (P571_14)_Есть сигнал': 0.44841756023900275, 'Состояние датчика потока воздуха №1 (P571_14)_Нет сигнала': 0.44841756023900275, 'Состояние датчика потока воздуха №2 (P572_15)_Есть сигнал': 0.4483078559977774, 'Состояние датчика потока воздуха №2 (P572_15)_Нет сигнала': 0.44830785599777745, 'Состояние компрессора 1 (P564)_Пауза': 0.2956539563801939, 'Состояние компрессора 1 (P564)_Работа': 0.2956539563801939, 'Состояние генератора №1 (P565)_Отдых': 0.3014467092675402, 'Состояние генератора №1 (P565)_Работа': 0.3014467092675402, 'Состояние компрессора 2 (P566)_Пауза': 0.30453948605242626, 'Состояние компрессора 2 (P566)_Работа': 0.30453948605242626, 'Состояние генератора №2 (P567)_Отдых': 0.29913862063898217, 'Состояние генератора №2 (P567)_Пауза': 0.011547518515557431, 'Состояние генератора №2 (P567)_Работа': 0.2989599208392595})", "enable_threshold": true, "enable_calibrator": true, "threshold": "AggregateAlarms(abs_score=True, alm_suppress_minutes=120, alm_threshold=2.5, alm_window_minutes=60, min_alm_in_window=2)", "dim": 34, "calibrator": "AnomScoreCalibrator(abs_score=True, anchors=[(0.14073419943451881, 0.0), (0.6007273762927542, 0.5), (0.7463188067563588, 1.0), (0.9529639583827447, 1.5), (1.3914282425509454, 2.0), (3.405703658858935, 4.476840033165195), (6.81140731771787, 5.476840033165195)], max_score=1000)"}
DAGMM_base_miss | 3.91 | 0 | 16.38 | 3.57 | 5.86 | 0 | 0 | 66.67 | 3.64 | 6.9 | 58.5 | 58.5 | 11.02 | 3 | 55 | 0.95, -, 1 | 284.82 | 58.26 | {"gmm_k": 4, "hidden_size": 16, "lambda_energy": 0.05, "lambda_cov_diag": 0.005, "num_epochs": 80, "batch_size": 128, "lr": 0.001, "_transform": "Identity()", "normalize": "Identity()", "enable_calibrator": false, "enable_threshold": false, "sequence_len": 48, "threshold": "AggregateAlarms(abs_score=True, alm_suppress_minutes=120, alm_threshold=2.5, alm_window_minutes=60, min_alm_in_window=2)", "dim": 34, "calibrator": "AnomScoreCalibrator(abs_score=True, anchors=None, max_score=1000)"}
DAGMM1_miss | 9.71 | 9.39 | 68.36 | 5.77 | 10.64 | 8.47 | 30 | 33.33 | 4.55 | 8 | 93 | 93 | 4.41 | 3 | 22 | 0.95, -, 1 | 283.36 | 58.67 | {"gmm_k": 4, "hidden_size": 16, "lambda_energy": 0.05, "lambda_cov_diag": 0.001, "num_epochs": 80, "batch_size": 128, "lr": 0.001, "_transform": "Identity()", "normalize": "Identity()", "enable_calibrator": false, "enable_threshold": false, "sequence_len": 48, "threshold": "AggregateAlarms(abs_score=True, alm_suppress_minutes=120, alm_threshold=2.5, alm_window_minutes=60, min_alm_in_window=2)", "dim": 34, "calibrator": "AnomScoreCalibrator(abs_score=True, anchors=None, max_score=1000)"}
DAGMM2_miss | 7.7 | 0 | 100 | 7 | 13.09 | 0.28 | 1 | 66.67 | 6.45 | 11.76 | 50 | 50 | 6.21 | 3 | 31 | 0.95, -, 1 | 408.98 | 117.18 | {"gmm_k": 6, "hidden_size": 32, "lambda_energy": 0.03, "lambda_cov_diag": 0.001, "num_epochs": 80, "batch_size": 128, "lr": 0.001, "_transform": "Identity()", "normalize": "Identity()", "enable_calibrator": false, "enable_threshold": false, "sequence_len": 48, "threshold": "AggregateAlarms(abs_score=True, alm_suppress_minutes=120, alm_threshold=2.5, alm_window_minutes=60, min_alm_in_window=2)", "dim": 34, "calibrator": "AnomScoreCalibrator(abs_score=True, anchors=None, max_score=1000)"}
DAGMM3_miss | 4.08 | 4.38 | 4.24 | 4.69 | 4.45 | 2.82 | 10 | 33.33 | 8.33 | 13.33 | 9 | 9 | 2.4 | 3 | 12 | 0.95, -, 1 | 421.7 | 117.42 | {"gmm_k": 6, "hidden_size": 32, "lambda_energy": 0.05, "lambda_cov_diag": 0.001, "num_epochs": 80, "batch_size": 128, "lr": 0.001, "_transform": "Identity()", "normalize": "Identity()", "enable_calibrator": false, "enable_threshold": false, "sequence_len": 48, "threshold": "AggregateAlarms(abs_score=True, alm_suppress_minutes=120, alm_threshold=2.5, alm_window_minutes=60, min_alm_in_window=2)", "dim": 34, "calibrator": "AnomScoreCalibrator(abs_score=True, anchors=None, max_score=1000)"}
USAD_base_miss | 4.43 | 0 | 96.33 | 6.18 | 11.62 | 0 | 0 | 66.67 | 6.67 | 12.12 | 31 | 31 | 6.01 | 3 | 30 | 0.95, +, 1 | 183.75 | 0.55 | {"epochs": 80, "prt_steps": 10, "device": "cuda", "verbose": 1, "random_state": 42, "seq_len": 48}
TranAD_base_miss | 4.24 | 0 | 71.75 | 6.01 | 11.08 | 0 | 0 | 66.67 | 5.88 | 10.81 | 27.5 | 27.5 | 6.81 | 3 | 34 | 0.95, +, 1 | 47.43 | 1.22 | {"epochs": 80, "prt_steps": 20, "device": "cuda", "verbose": 1, "random_state": 42, "seq_len": 48}
DeepIFTS_base_miss | 4.19 | 0 | 88.14 | 5.08 | 9.61 | 0 | 0 | 33.33 | 4.76 | 8.33 | 28 | 28 | 4.21 | 3 | 21 | 0.95, +, 1 | 68.76 | 27.81 | {"epochs": 80, "prt_steps": 20, "device": "cuda", "verbose": 1, "random_state": 42, "seq_len": 48}
TcnED_base_miss | 4.37 | 0 | 66.95 | 4.54 | 8.51 | 0 | 0 | 0 | 0 | 0 |  |  | 0.8 | 3 | 4 | 0.95, +, 1 | 404.78 | 1.48 | {"epochs": 80, "lr": 0.001, "prt_steps": 20, "device": "cuda", "verbose": 1, "random_state": 42, "seq_len": 48}
Anomaly_transformer_base_miss | 4.12 | 0 | 70.9 | 5.63 | 10.43 | 0 | 0 | 66.67 | 14.29 | 23.53 | 18 | 18 | 4.21 | 3 | 21 | 0.95, +, 1 | 88.29 | 4.27 | {"epochs": 80, "prt_steps": 20, "device": "cuda", "verbose": 1, "random_state": 42, "seq_len": 48}
DeepSVDD_Transformer_miss | 15.96 | 25.91 | 63.84 | 4.54 | 8.48 | 7.91 | 28 | 66.67 | 25 | 36.36 | 47 | 47 | 1.6 | 3 | 8 | 0.95, +, 1 | 33.83 | 1.23 | {"network": "Transformer", "epochs": 80, "prt_steps": 20, "device": "cuda", "verbose": 1, "random_state": 42, "seq_len": 48}
DeepSVDD_GRU_miss | 10.87 | 17.3 | 88.14 | 5.88 | 11.02 | 5.37 | 19 | 33.33 | 11.11 | 16.67 | 38 | 38 | 1.8 | 3 | 9 | 0.95, +, 1 | 15.85 | 0.85 | {"network": "GRU", "epochs": 80, "prt_steps": 20, "device": "cuda", "verbose": 1, "random_state": 42, "seq_len": 48}
DeepSVDD_TCN_miss | 10.82 | 16.42 | 78.81 | 5.13 | 9.63 | 1.69 | 6 | 33.33 | 5.56 | 9.52 | 38 | 38 | 3.61 | 3 | 18 | 0.95, +, 1 | 28.84 | 0.82 | {"network": "TCN", "epochs": 80, "prt_steps": 20, "device": "cuda", "verbose": 1, "random_state": 42, "seq_len": 48}
DeepSVDD_LSTM_miss | 8.92 | 4.83 | 89.27 | 5.72 | 10.76 | 3.11 | 11 | 33.33 | 5.26 | 9.09 | 20 | 20 | 3.81 | 3 | 19 | 0.95, +, 1 | 18.4 | 0.98 | {"network": "LSTM", "epochs": 80, "prt_steps": 20, "device": "cuda", "verbose": 1, "random_state": 42, "seq_len": 48}
DeepSVDD_Transformer_epoch200 | 20.88 | 26.01 | 61.02 | 4.49 | 8.36 | 13.56 | 48 | 0 | 0 | 0 |  |  | 0.8 | 3 | 4 | 0.95, +, 1 | 78.2 | 1.18 | {"network": "Transformer", "epochs": 200, "prt_steps": 20, "device": "cuda", "verbose": 1, "random_state": 42, "seq_len": 48}
DeepSVDD_GRU_epoch200 | 12.1 | 17.72 | 87.57 | 5.83 | 10.93 | 6.21 | 22 | 33.33 | 8.33 | 13.33 | 38 | 38 | 2.4 | 3 | 12 | 0.95, +, 1 | 36.61 | 0.71 | {"network": "GRU", "epochs": 200, "prt_steps": 20, "device": "cuda", "verbose": 1, "random_state": 42, "seq_len": 48}
DeepSVDD_TCN_epoch200 | 20.71 | 25.8 | 86.16 | 5.52 | 10.37 | 13.28 | 47 | 0 | 0 | 0 |  |  | 4.01 | 3 | 20 | 0.95, +, 1 | 69.69 | 1.02 | {"network": "TCN", "epochs": 200, "prt_steps": 20, "device": "cuda", "verbose": 1, "random_state": 42, "seq_len": 48}
DeepSVDD_LSTM_epoch200 | 10.39 | 10.16 | 86.16 | 5.65 | 10.61 | 2.54 | 9 | 33.33 | 5.88 | 10 | 38 | 38 | 3.4 | 3 | 17 | 0.95, +, 1 | 44.83 | 0.95 | {"network": "LSTM", "epochs": 200, "prt_steps": 20, "device": "cuda", "verbose": 1, "random_state": 42, "seq_len": 48}
DeepSVDD_Transformer_1 | 27.19 | 30.41 | 62.71 | 16.34 | 25.92 | 14.69 | 52 | 100 | 8.33 | 15.38 | 4 | 4 | 9.61 | 3 | 48 | 0.95, +, 1 | 265.12 | 1.24 | {"network": "Transformer", "hidden_dims": 64, "stride": 1, "lr": 0.001, "epochs": 80, "prt_steps": 20, "device": "cuda", "verbose": 1, "random_state": 42, "seq_len": 48}
DeepSVDD_GRU_1 | 11.81 | 12.92 | 86.16 | 5.74 | 10.76 | 7.06 | 25 | 33.33 | 20 | 25 | 49 | 49 | 1 | 3 | 5 | 0.95, +, 1 | 67.1 | 0.73 | {"network": "GRU", "hidden_dims": 64, "stride": 1, "lr": 0.001, "epochs": 80, "prt_steps": 20, "device": "cuda", "verbose": 1, "random_state": 42, "seq_len": 48}
DeepSVDD_TCN_1 | 10.59 | 24.05 | 87.57 | 5.48 | 10.32 | 0.56 | 2 | 0 | 0 | 0 |  |  | 2.8 | 3 | 14 | 0.95, +, 1 | 81.23 | 0.73 | {"network": "TCN", "hidden_dims": 64, "stride": 1, "lr": 0.001, "epochs": 80, "prt_steps": 20, "device": "cuda", "verbose": 1, "random_state": 42, "seq_len": 48}
DeepSVDD_LSTM_1 | 23.44 | 24.01 | 83.62 | 5.6 | 10.5 | 15.54 | 55 | 33.33 | 5 | 8.7 | 38 | 38 | 4.01 | 3 | 20 | 0.95, +, 1 | 61.44 | 1.05 | {"network": "LSTM", "hidden_dims": 64, "stride": 1, "lr": 0.001, "epochs": 80, "prt_steps": 20, "device": "cuda", "verbose": 1, "random_state": 42, "seq_len": 48}
DeepSVDD_Transformer_epoch200_1 | 3.36 | 0 | 0 | 0 | 0 | 0 | 0 | 0 | 0 | 0 |  |  | 3.61 | 3 | 18 | 0.95, +, 1 | 668.11 | 1.09 | {"network": "Transformer", "hidden_dims": 64, "stride": 1, "lr": 0.001, "epochs": 200, "prt_steps": 20, "device": "cuda", "verbose": 1, "random_state": 42, "seq_len": 48}
DeepSVDD_GRU_epoch200_1 | 7.56 | 13.41 | 85.03 | 6.13 | 11.43 | 0.85 | 3 | 66.67 | 10.53 | 18.18 | 48.5 | 48.5 | 3.81 | 3 | 19 | 0.95, +, 1 | 176.8 | 0.76 | {"network": "GRU", "hidden_dims": 64, "stride": 1, "lr": 0.001, "epochs": 200, "prt_steps": 20, "device": "cuda", "verbose": 1, "random_state": 42, "seq_len": 48}
DeepSVDD_TCN_epoch200_1 | 5.42 | 0 | 80.51 | 5.37 | 10.07 | 0 | 0 | 33.33 | 5.88 | 10 | 38 | 38 | 3.4 | 3 | 17 | 0.95, +, 1 | 190.25 | 0.64 | {"network": "TCN", "hidden_dims": 64, "stride": 1, "lr": 0.001, "epochs": 200, "prt_steps": 20, "device": "cuda", "verbose": 1, "random_state": 42, "seq_len": 48}
DeepSVDD_LSTM_epoch200_1 | 19.52 | 29.24 | 80.79 | 5.61 | 10.49 | 16.1 | 57 | 33.33 | 4.76 | 8.33 | 39 | 39 | 4.21 | 3 | 21 | 0.95, +, 1 | 171.83 | 0.55 | {"network": "LSTM", "hidden_dims": 64, "stride": 1, "lr": 0.001, "epochs": 200, "prt_steps": 20, "device": "cuda", "verbose": 1, "random_state": 42, "seq_len": 48}
DeepSVDD_Transformer_2 | 25.48 | 28.75 | 36.16 | 16.78 | 22.92 | 18.64 | 66 | 33.33 | 4 | 7.14 | 1 | 1 | 10.01 | 3 | 50 | 0.95, +, 1 | 263.75 | 1.03 | {"network": "Transformer", "hidden_dims": 64, "rep_dim": 32, "stride": 1, "lr": 0.001, "epochs": 80, "prt_steps": 20, "device": "cuda", "verbose": 1, "random_state": 42, "seq_len": 48}
DeepSVDD_GRU_2 | 9.24 | 12.41 | 86.16 | 5.74 | 10.76 | 7.34 | 26 | 33.33 | 33.33 | 33.33 | 49 | 49 | 0.6 | 3 | 3 | 0.95, +, 1 | 64.09 | 0.81 | {"network": "GRU", "hidden_dims": 64, "rep_dim": 32, "stride": 1, "lr": 0.001, "epochs": 80, "prt_steps": 20, "device": "cuda", "verbose": 1, "random_state": 42, "seq_len": 48}
DeepSVDD_TCN_2 | 12.24 | 18.33 | 89.83 | 5.82 | 10.93 | 9.89 | 35 | 0 | 0 | 0 |  |  | 3 | 3 | 15 | 0.95, +, 1 | 92.71 | 0.78 | {"network": "TCN", "hidden_dims": 64, "rep_dim": 32, "stride": 1, "lr": 0.001, "epochs": 80, "prt_steps": 20, "device": "cuda", "verbose": 1, "random_state": 42, "seq_len": 48}
DeepSVDD_LSTM_2 | 22.7 | 27.59 | 84.18 | 5.63 | 10.55 | 19.21 | 68 | 33.33 | 11.11 | 16.67 | 38 | 38 | 1.8 | 3 | 9 | 0.95, +, 1 | 64.29 | 0.62 | {"network": "LSTM", "hidden_dims": 64, "rep_dim": 32, "stride": 1, "lr": 0.001, "epochs": 80, "prt_steps": 20, "device": "cuda", "verbose": 1, "random_state": 42, "seq_len": 48}
Ensemble_Merlion | 4.2 | 0.88 | 76.84 | 6.22 | 11.5 | 0.28 | 1 | 66.67 | 5.71 | 10.53 | 48 | 48 | 7.01 | 3 | 35 | 0.95, +, 1 | 644.96 | 128.78